## Cover
Marinus Link market modelling outcomes
Step Change scenario
Marinus Link Pty Ltd
2025-09-04
Notes: All dollars are June 2024 (real)

## Release notice
Notice
The terms and conditions of this notice is applicable to Third Party Recipients (i.e. any party that is not EY’s Client who engaged EY to undertake the work). "Ernst & Young (“EY”) was engaged on the instructions of Marinus Link Pty Ltd (“Client”) to undertake market modelling of system costs and benefits to forecast the gross market benefit of the proposed Marinus Link interconnector (the “Project""), in accordance with the service order (the “Engagement Agreement”) dated 12 May 2025. The results of EY’s work, including the assumptions and qualifications made in preparing the workbook (“Workbook”), are set out in EY’s report dated 10 July 2025 ("Report"). The Workbook and Report should be read in conjunction with each other (in particular this Workbook must always be read in conjunction with the Report) and in their entirety including this release notice, the applicable scope of the work and any limitations. A reference to the Report includes any part of the Report. EY has prepared the Workbook for the benefit of the Client and has considered only the interest of the Client. EY has not been engaged to act, and has not acted, as advisor to any other party. Accordingly, EY makes no representations as to the appropriateness, accuracy or completeness of the Workbook for any other party's purposes. Our work commenced on 5 May 2025 and was completed on 24 June 2025. No further work has been undertaken by EY since the date of the Workbook to update it. Therefore, our Workbook does not take account of events or circumstances arising after 24 June 2025 and we have no responsibility to update the Workbook for such events or circumstances arising after that date. No reliance may be placed upon the Workbook or any of its contents by any party other than the Client (“Third Party Recipients” or “you”). Any Third Parties Recipients receiving a copy of the Workbook must make and rely on their own enquiries in relation to the issues to which the Workbook relates, the contents of the Workbook and all matters arising from or relating to or in any way connected with the Workbook or its contents. EY disclaims all responsibility to any Third Party Recipients for any loss or liability that the Third Party Recipients may suffer or incur arising from or relating to or in any way connected with the contents of the Workbook, the provision of the Workbook to the Third Party Recipients or the reliance upon the Workbook by the Third Party Recipients. No claim or demand or any actions or proceedings may be brought against EY arising from or connected with the contents of the Workbook or the provision of the Workbook to the Third Party Recipients. EY will be released and forever discharged from any such claims, demands, actions or proceedings. In preparing this Workbook EY has considered and relied upon information provided to us by the Client and other stakeholders engaged in the process and other public and private sources believed to be reliable and accurate. EY has not been informed that any such information supplied to EY, or obtained from public and private sources, was false or that any material information has been withheld from EY. EY does not imply, and it should not be construed that EY has performed an audit, verification or due diligence procedures on any of the information provided to us. EY has not independently verified, nor accept any responsibility or liability for independently verifying, any such information nor does EY make any representation as to the accuracy or completeness of the information. Neither EY nor any member or employee thereof undertakes responsibility in any way whatsoever or liability for any loss or damage to any person in respect of errors in this Workbook arising from incorrect information provided to EY. Modelling work performed as part of our scope inherently requires assumptions about future behaviours and market interactions, which may result in forecasts that deviate from future conditions. There will usually be differences between estimated and actual outcomes, because events and circumstances frequently do not occur as expected, and those differences may be material. EY takes no responsibility that the projected outcomes will be achieved. EY highlights that the analysis included in this Workbook does not constitute investment advice or a recommendation to you on a future course of action. EY provides no assurance that the scenarios that have been modelled will be accepted by any relevant authority or third party. The analysis and Report do not constitute a recommendation on a future course of action. Readers are advised that the outcomes provided are based on many detailed assumptions underpinning the scenarios, and the key assumptions are described in the Workbook. These assumptions were selected by the Client. The modelled scenarios represent six possible future options for the development and operation of the National Electricity Market, and it must be acknowledged that many alternative futures exist. Alternative futures beyond those presented have not been evaluated as part of this Report. EY has consented to the Workbook being published electronically on the Client’s websites for informational purposes only. EY has not consented to distribution or disclosure beyond this. The material contained in the Report, including the EY logo, is copyright. The Workbook, including the EY logo, cannot be altered without prior written permission from EY. EY’s liability is limited by a scheme approved under Professional Standards Legislation."

## Version notes
Change log
2025-07-25 | 1 | Marinus Link market modelling outcomes - Step Change scenario
2025-09-04 | 1.1 | Fixed results presentation issues - offsetting of VPP numbers and TAS hydro capacity showing uplift after Marinus Link

## Abbreviations and notes
Acronyms
AEMO | Australian Energy Market Operator
CCGT | Closed cycle gas turbine
Diesel | Diesel generator
Distributed PV | PV non-scheduled generators and Rooftop PV
DSP | Demand-side participation
FOM | Fixed operations and maintenance
Gas - Steam | Gas-powered steam turbine
GWh | Gigawatt-hours
Grid Battery | Explicitly modelled existing and new entrant (8 hour or less) battery storage
MW | Megawatts
NEM | National Electricity Market
OCGT | Open cycle gas turbine
PHES | Pumped hydro energy storage
PV | Photovoltaic
REZ | Renewable energy zone
USE | Unserved energy
VOM | Variable operations and maintenance
VPP | Virtual power plants, including Electric Vehicle Vehicle to Grid (EVV2G)
Notes
1. BaseCase is the without Marinus Link Stage 1 and Marinus Link Stage 2 counterfactual.
2. ML1 is the case with commissioning of Marinus Link Stage 1 only, on 1 January 2030.
3. ML2 is the case with commissioning of Marinus Link Stage 1 on 1 January 2030 and Marinus Link Stage 2 on 1 July 2034.
4. Non-scheduled generation including Distributed PV is considered as a component of demand.
5. Entry of new generation and storage capacity, built of new REZ transmission and retirement of generator capacity where allowed to occur optionally as part of the least-cost solution occurs at the beginning of each financial year, on 1 July.
6. Build costs do not include capital costs of existing, committed and anticipated generators and transmission projects (including interconnector and REZ transmission projects) since there will be no difference in these costs between the Base Case and option case.
7. Tumut 3 generation is included in Hydro, whereas Tumut 3 pump is included in PHES Pump.

## ---Compare options---
Compare |  | ML2 | to | BaseCase |  | 0 | 1 | 2 | 3 | 4 | 5 | 6 | 7 | 8 | 9 | 10 | 11 | 12 | 13 | 14 | 15 | 16 | 17 | 18 | 19 | 20 | 21 | 22 | 23 | 24
NEM discounted market benefits by year
Select region | NEM
[5 empty] | Real June 2024 dollars ($m) discounted to 1 July 2025 | 2026-27 | 2027-28 | 2028-29 | 2029-30 | 2030-31 | 2031-32 | 2032-33 | 2033-34 | 2034-35 | 2035-36 | 2036-37 | 2037-38 | 2038-39 | 2039-40 | 2040-41 | 2041-42 | 2042-43 | 2043-44 | 2044-45 | 2045-46 | 2046-47 | 2047-48 | 2048-49 | 2049-50 | 2050-51
|  |  |  | Build | Capex | 10.4673 | 22.8735 | 53.3496 | 280.1391 | 261.8123 | 245.332 | 210.9881 | 190.8986 | 98.5675 | 193.9292 | 150.1432 | 240.6386 | 242.3305 | 266.7544 | 256.0191 | 186.1263 | 171.5509 | 242.289 | 202.535 | 183.0692 | 194.8889 | 179.9018 | 147.4147 | 122.2612 | 109.8164
|  |  |  | FOM | FOM | 1.1673 | -32.4386 | -31.6924 | 28.5159 | 11.5059 | 24.9728 | 16.2197 | 10.5717 | -26.1079 | 19.2551 | 12.0326 | 18.539 | 6.8518 | 13.0348 | 19.737 | 9.2078 | 10.2795 | 23.3498 | 19.6138 | 17.2235 | 19.9119 | 18.0662 | 13.8239 | 16.5982 | 14.0084
|  |  |  | Fuel | Fuel | 15.2739 | 22.384 | 69.8203 | 63.1352 | 123.0398 | 102.563 | 83.6629 | 119.7647 | 172.3127 | 88.4918 | 101.9911 | 101.7404 | 139.6241 | 125.3468 | 66.0733 | 82.1265 | 96.3198 | 37.9357 | 31.2954 | 47.4152 | 31.3704 | 47.2646 | 36.199 | 37.2298 | 53.7829
|  |  |  | VOM | VOM | 6.5227 | 1.5987 | -3.8623 | -10.9306 | 1.9193 | 0.16222 | 8.2315 | 4.8598 | 4.8679 | 1.2789 | 4.9083 | 0.053702 | 0.80378 | -3.2644 | -2.7783 | 1.6638 | -0.78965 | -3.6568 | -2.9922 | -2.2688 | -2.6349 | -2.5984 | -1.8638 | -1.6033 | -0.39719
|  |  |  | Rehab | Rehab | 0 | 18.096 | 4.5206 | 1.9389 | 12.8477 | -11.6183 | 0 | 0 | -10.1354 | -3.7188 | 1.2748e-06 | 0 | 9.9236 | 0 | -3.5985 | 6.3139e-08 | -0.85477 | 0 | 0 | 5.8793e-08 | 0 | 4.3372e-08 | 0 | 0 | 0
|  |  |  | REZ Tx | REZ Expansion | -0.7876 | -0.53134 | 8.4336 | 5.9788 | 4.2004 | 2.3384 | 1.9193 | 0.50106 | -2.3359 | -2.4506 | -2.3112 | -2.2634 | -2.2317 | -2.1929 | -4.2391 | -2.2303 | -5.2356 | -5.1335 | -3.6411 | -4.0818 | -4.1198 | -4.0323 | -3.8814 | -3.6217 | -3.3848
|  |  |  | USE+DSP | USE / DSP | 0.18547 | 0.60026 | 0.46266 | -4.5373 | 0.17493 | -0.01199 | 10.4552 | -3.0239 | 1.956 | 1.5284 | 1.2763 | -0.99454 | 1.6051 | 1.8232 | 0.61552 | -0.40472 | 2.9378 | -0.0015489 | -13.5447 | 1.7062 | -0.06832 | 3.8967 | 1.3842 | 2.1869 | -0.36754
|  |  |  | SyncCon | SyncCon | 0 | 0 | 0 | -0.19019 | -1.1813 | -1.1454 | -1.0183 | -0.75086 | -0.63636 | -0.24085 | -0.20511 | 0.11942 | 0.15007 | 0.30649 | 0.34491 | 0.31411 | 0.2071 | 0.32332 | 0.37096 | 0.27247 | 0.21528 | 0.25161 | 0.33926 | 0.25776 | 0.16396
|  |  |  | #REF! | Total annual market benefits | 32.8291 | 32.5826 | 101.0321 | 364.0498 | 414.3191 | 362.5927 | 330.4585 | 322.8211 | 238.4886 | 298.0732 | 267.8352 | 357.8332 | 399.0573 | 401.8084 | 332.174 | 276.8034 | 274.4151 | 295.1059 | 233.6372 | 243.3359 | 239.5635 | 242.7502 | 193.4159 | 173.3089 | 173.6221
NEM discounted market benefits by year (cumulative)
[5 empty] | Real June 2024 dollars ($m) discounted to 1 July 2025 | 2026-27 | 2027-28 | 2028-29 | 2029-30 | 2030-31 | 2031-32 | 2032-33 | 2033-34 | 2034-35 | 2035-36 | 2036-37 | 2037-38 | 2038-39 | 2039-40 | 2040-41 | 2041-42 | 2042-43 | 2043-44 | 2044-45 | 2045-46 | 2046-47 | 2047-48 | 2048-49 | 2049-50 | 2050-51
|  |  |  | Build | Capex | 10.4673 | 33.3409 | 86.6905 | 366.8296 | 628.6419 | 873.9739 | 1084.9621 | 1275.8606 | 1374.4281 | 1568.3573 | 1718.5005 | 1959.1392 | 2201.4697 | 2468.224 | 2724.2432 | 2910.3695 | 3081.9203 | 3324.2093 | 3526.7443 | 3709.8135 | 3904.7024 | 4084.6042 | 4232.0189 | 4354.2802 | 4464.0965
|  |  |  | FOM | FOM | 1.1673 | -31.2712 | -62.9637 | -34.4478 | -22.9419 | 2.0309 | 18.2506 | 28.8223 | 2.7144 | 21.9695 | 34.0021 | 52.5411 | 59.3929 | 72.4276 | 92.1647 | 101.3725 | 111.652 | 135.0017 | 154.6156 | 171.8391 | 191.7509 | 209.8171 | 223.641 | 240.2393 | 254.2477
|  |  |  | Fuel | Fuel | 15.2739 | 37.6579 | 107.4781 | 170.6133 | 293.6531 | 396.2162 | 479.879 | 599.6438 | 771.9565 | 860.4483 | 962.4394 | 1064.1798 | 1203.8039 | 1329.1508 | 1395.2241 | 1477.3506 | 1573.6704 | 1611.6061 | 1642.9015 | 1690.3167 | 1721.687 | 1768.9516 | 1805.1506 | 1842.3804 | 1896.1633
|  |  |  | VOM | VOM | 6.5227 | 8.1214 | 4.2591 | -6.6715 | -4.7522 | -4.59 | 3.6415 | 8.5012 | 13.3692 | 14.6481 | 19.5564 | 19.6101 | 20.4139 | 17.1495 | 14.3711 | 16.0349 | 15.2452 | 11.5884 | 8.5962 | 6.3274 | 3.6925 | 1.0941 | -0.76968 | -2.373 | -2.7702
|  |  |  | Rehab | Rehab | 0 | 18.096 | 22.6167 | 24.5556 | 37.4033 | 25.785 | 25.785 | 25.785 | 15.6496 | 11.9308 | 11.9308 | 11.9308 | 21.8544 | 21.8544 | 18.256 | 18.256 | 17.4012 | 17.4012 | 17.4012 | 17.4012 | 17.4012 | 17.4012 | 17.4012 | 17.4012 | 17.4012
|  |  |  | REZ Tx | REZ Expansion | -0.7876 | -1.3189 | 7.1147 | 13.0935 | 17.2939 | 19.6323 | 21.5515 | 22.0526 | 19.7167 | 17.2661 | 14.9549 | 12.6915 | 10.4598 | 8.267 | 4.0279 | 1.7976 | -3.438 | -8.5715 | -12.2126 | -16.2945 | -20.4143 | -24.4466 | -28.328 | -31.9497 | -35.3345
|  |  |  | USE+DSP | USE / DSP | 0.18547 | 0.78573 | 1.2484 | -3.2889 | -3.1139 | -3.1259 | 7.3293 | 4.3054 | 6.2615 | 7.7898 | 9.0661 | 8.0716 | 9.6767 | 11.4999 | 12.1154 | 11.7107 | 14.6485 | 14.6469 | 1.1023 | 2.8085 | 2.7402 | 6.6369 | 8.0211 | 10.208 | 9.8405
|  |  |  | SyncCon | SyncCon | 0 | 0 | 0 | -0.19019 | -1.3715 | -2.5169 | -3.5351 | -4.286 | -4.9224 | -5.1632 | -5.3683 | -5.2489 | -5.0988 | -4.7923 | -4.4474 | -4.1333 | -3.9262 | -3.6029 | -3.2319 | -2.9595 | -2.7442 | -2.4926 | -2.1533 | -1.8956 | -1.7316
|  |  |  | #REF! | Total cumulative market benefits | 32.8291 | 65.4117 | 166.4438 | 530.4936 | 944.8127 | 1307.4054 | 1637.8639 | 1960.685 | 2199.1736 | 2497.2468 | 2765.082 | 3122.9152 | 3521.9725 | 3923.7808 | 4255.9548 | 4532.7583 | 4807.1734 | 5102.2792 | 5335.9164 | 5579.2524 | 5818.8158 | 6061.566 | 6254.9819 | 6428.2908 | 6601.9129
NEM discounted emissions benefits by year
[5 empty] | Real June 2024 dollars ($m) discounted to 1 July 2025 | 2026-27 | 2027-28 | 2028-29 | 2029-30 | 2030-31 | 2031-32 | 2032-33 | 2033-34 | 2034-35 | 2035-36 | 2036-37 | 2037-38 | 2038-39 | 2039-40 | 2040-41 | 2041-42 | 2042-43 | 2043-44 | 2044-45 | 2045-46 | 2046-47 | 2047-48 | 2048-49 | 2049-50 | 2050-51
|  |  |  | Emissions | Emissions | -120.0396 | -130.8748 | -115.9607 | -77.2932 | -62.9961 | -56.7055 | -53.6931 | -11.0514 | 59.2455 | 85.7279 | 89.6748 | 66.1877 | 9.2428 | -14.4283 | 11.4951 | 49.0594 | 63.4718 | 44.7143 | 32.494 | 34.9167 | 35.1817 | 36.9002 | 36.2663 | 40.7265 | 51.8464
NEM discounted emissions benefits by year (cumulative)
[5 empty] | Real June 2024 dollars ($m) discounted to 1 July 2025 | 2026-27 | 2027-28 | 2028-29 | 2029-30 | 2030-31 | 2031-32 | 2032-33 | 2033-34 | 2034-35 | 2035-36 | 2036-37 | 2037-38 | 2038-39 | 2039-40 | 2040-41 | 2041-42 | 2042-43 | 2043-44 | 2044-45 | 2045-46 | 2046-47 | 2047-48 | 2048-49 | 2049-50 | 2050-51
|  |  |  | Emissions | Emissions | -120.0396 | -250.9144 | -366.8751 | -444.1683 | -507.1644 | -563.8699 | -617.563 | -628.6144 | -569.3689 | -483.641 | -393.9662 | -327.7784 | -318.5357 | -332.964 | -321.4688 | -272.4094 | -208.9376 | -164.2233 | -131.7293 | -96.8126 | -61.6309 | -24.7307 | 11.5356 | 52.2621 | 104.1085
#REF!
NEM capacity difference by year
Select region | NEM
[5 empty] | Capacity difference (GW) | 2026-27 | 2027-28 | 2028-29 | 2029-30 | 2030-31 | 2031-32 | 2032-33 | 2033-34 | 2034-35 | 2035-36 | 2036-37 | 2037-38 | 2038-39 | 2039-40 | 2040-41 | 2041-42 | 2042-43 | 2043-44 | 2044-45 | 2045-46 | 2046-47 | 2047-48 | 2048-49 | 2049-50 | 2050-51
[5 empty] | Black Coal | 0 | 0 | 0.096289 | 0.13941 | 0.13941 | 0.13941 | 0.13941 | 0.16697 | 0.028567 | -0.10074 | -0.10074 | -0.10074 | 0.39892 | 0.39892 | 0.10824 | 0.10824 | 0 | 0 | 0 | 0 | 0 | 0 | 0 | 0 | 0
[5 empty] | Brown Coal | 0 | 0.25147 | 0.25147 | 0 | 0.13382 | 0 | 0 | 0 | 0 | 0 | 0 | 0 | 0 | 0 | 0 | 0 | 0 | 0 | 0 | 0 | 0 | 0 | 0 | 0 | 0
[5 empty] | CCGT | 0 | 0 | 0 | 0 | 0 | 0 | 0 | 0 | 0 | 0 | 0 | 0 | 0 | 0 | 0 | 0 | 0 | 0 | 0 | 0 | 0 | 0 | 0 | 0 | 0
[5 empty] | Gas - Steam | 0 | 0 | 0 | 0 | 0 | 0 | 0 | 0 | 0 | 0 | 0 | 0 | 0 | 0 | 0 | 0 | 0 | 0 | 0 | 0 | 0 | 0 | 0 | 0 | 0
[5 empty] | OCGT / Diesel | 0 | 0 | 0 | 0 | 0 | 0 | 0 | 0 | 0 | -0.073251 | -0.073251 | -0.77228 | -0.77228 | -1.0863 | -1.0863 | -0.96842 | -0.96842 | -0.62865 | -0.49751 | -0.49751 | -0.53816 | -0.53816 | -0.51925 | -0.51925 | -0.69534
[5 empty] | Hydro | 0 | 0 | 0 | 0 | 0.3399 | 0.3399 | 0.3399 | 0.3399 | 0.3399 | 0.3399 | 0.3399 | 0.3399 | 0.3399 | 0.3399 | 0.3399 | 0.3399 | 0.3399 | 0.3399 | 0.3399 | 0.3399 | 0.3399 | 0.3399 | 0.3399 | 0.3399 | 0.3399
[5 empty] | Hydrogen Turbine | 0 | 0 | 0 | 0 | 0 | 0 | 0 | 0 | 0 | 0 | 0 | 0 | 0 | 0 | 0 | 0 | 0 | 0 | 0 | 0 | 0 | 0 | 0 | 0 | 0
[5 empty] | Wind | -0.085758 | -0.16939 | -0.30218 | -0.21483 | -0.21483 | -0.21483 | -0.20913 | -0.2087 | 0.38078 | -0.15281 | 0.080169 | -0.91061 | -1.1053 | -0.99658 | -0.93246 | -0.97432 | -0.99534 | -1.5647 | -1.0353 | -0.97585 | -0.92628 | -1.0454 | -1.0454 | -1.0454 | -1.0454
[5 empty] | Solar PV | 0.13037 | 0.22974 | 0.22974 | -1.0323 | -1.0323 | -1.0323 | -1.0323 | -1.0774 | -1.1159 | -1.1159 | -1.1159 | -0.96126 | -0.96126 | -0.96126 | -1.3333 | -0.74193 | -0.60023 | -2.2827 | -2.3657 | -2.4196 | -3.0686 | -2.6253 | -1.9742 | -1.9635 | -1.9635
[5 empty] | Grid Battery | 0.007756 | 0.0040002 | 0.0040003 | -0.54888 | -0.54888 | -0.54888 | -0.54888 | -0.54888 | -0.54888 | -0.54888 | -0.54888 | -0.19402 | -0.19402 | -0.67666 | -0.67666 | -0.15162 | -0.15162 | -0.52823 | -0.79186 | -0.6909 | -0.90979 | -0.90604 | -0.76017 | -0.74681 | -0.44582
[5 empty] | PHES | 0 | 0 | 0 | 0 | 0 | 0 | 0.13775 | 0.22401 | 0.22477 | 0.39732 | 0.46696 | 0.58925 | 0.58925 | 0.58925 | 0.58925 | 0.58925 | 0.58925 | 0.58925 | 0.58925 | 0.58925 | 0.58925 | 0.58925 | 0.58925 | 0.58925 | 0.58925
[5 empty] | VPP | 0 | 0 | 0 | 0 | 0 | 0 | 0 | 0 | 0 | 0 | 0 | 0 | 0 | 0 | 0 | 0 | 0 | 0 | 0 | 0 | 0 | 0 | 0 | 0 | 0
[5 empty] | Grid Battery Pump | 0.001756 | -0.0019998 | -0.0019997 | -0.55488 | -0.55488 | -0.55488 | -0.55488 | -0.55488 | -0.55488 | -0.55488 | -0.55488 | -0.20002 | -0.20002 | -0.68266 | -0.68266 | -0.15762 | -0.15762 | -0.53423 | -0.79786 | -0.6969 | -0.91579 | -0.91204 | -0.76617 | -0.75281 | -0.45182
[5 empty] | PHES Pump | 0 | 0 | 0 | 0 | 0 | 0 | 0.13775 | 0.22401 | 0.22477 | 0.39732 | 0.46696 | 0.58925 | 0.58925 | 0.58925 | 0.58925 | 0.58925 | 0.58925 | 0.58925 | 0.58925 | 0.58925 | 0.58925 | 0.58925 | 0.58925 | 0.58925 | 0.58925
[5 empty] | VPP Pump | 0 | 0 | 0 | 0 | 0 | 0 | 0 | 0 | 0 | 0 | 0 | 0 | 0 | 0 | 0 | 0 | 0 | 0 | 0 | 0 | 0 | 0 | 0 | 0 | 0
VIC1 generation difference by year
Select region | VIC1
[5 empty] | Sent-out generation difference (TWh)* | 2026-27 | 2027-28 | 2028-29 | 2029-30 | 2030-31 | 2031-32 | 2032-33 | 2033-34 | 2034-35 | 2035-36 | 2036-37 | 2037-38 | 2038-39 | 2039-40 | 2040-41 | 2041-42 | 2042-43 | 2043-44 | 2044-45 | 2045-46 | 2046-47 | 2047-48 | 2048-49 | 2049-50 | 2050-51
[5 empty] | Black Coal | 0 | 0 | 0 | 0 | 0 | 0 | 0 | 0 | 0 | 0 | 0 | 0 | 0 | 0 | 0 | 0 | 0 | 0 | 0 | 0 | 0 | 0 | 0 | 0 | 0
[5 empty] | Brown Coal | 0.55848 | 1.5077 | 1.7495 | -0.0050105 | 0.76551 | -5.5225e-07 | -5.0357e-07 | -5.8845e-07 | -5.0012e-07 | -2.2696e-07 | -1.1849e-07 | -1.2114e-07 | -7.1303e-08 | -5.3816e-08 | -7.852e-08 | -7.9346e-08 | -7.5765e-08 | -7.8601e-08 | -7.4392e-08 | -5.6302e-08 | -6.101e-08 | 0 | 0 | 0 | 0
[5 empty] | CCGT | 0 | 0 | 0 | 0 | 0 | 0 | 0 | 0 | 0 | 0 | 0 | 0 | 0 | 0 | 0 | 0 | 0 | 0 | 0 | 0 | 0 | 0 | 0 | 0 | 0
[5 empty] | Gas - Steam | -0.00023196 | -0.012749 | -0.39016 | -0.049383 | -0.399 | -0.31258 | -0.19923 | -0.32584 | -0.3674 | -0.091942 | -0.14369 | -0.13583 | -0.29258 | 0 | 0 | 0 | 0 | 0 | 0 | 0 | 0 | 0 | 0 | 0 | 0
[5 empty] | OCGT / Diesel | 1.5295e-05 | -0.0096652 | -0.14513 | -0.31848 | -0.61016 | -0.4067 | -0.50877 | -0.56993 | -0.52397 | -0.26179 | -0.32473 | -0.84561 | -0.8476 | -1.5007 | -1.3926 | -1.439 | -1.0878 | -0.8704 | -0.596 | -1.1243 | -1.0443 | -1.029 | -1.1356 | -1.3193 | -1.8493 | Far North QLD
[5 empty] | Hydro | -0.00014591 | 2.9392e-05 | 0.00044041 | 8.8391e-05 | 0.00012732 | 0.0013541 | -0.0011041 | 0.00020909 | 0.0008209 | 0.0022976 | -0.00087799 | 0.00043523 | -0.00057091 | 0.003339 | -0.00025277 | 0.00053913 | -0.0041715 | 0.0048387 | 0.0045751 | 0.00047904 | 0.0061725 | 0.0021999 | 0.0018804 | -0.0006054 | 0.00080937 | North Qld Clean Energy Hub
[5 empty] | Hydrogen Turbine | 0 | 0 | 0 | 0 | 0 | 0 | 0 | 0 | 0 | 0 | 0 | 0 | 0 | 0 | 0 | 0 | 0 | 0 | 0 | 0 | 0 | 0 | 0 | 0 | 0 | Northern Qld
[5 empty] | Wind | 0.0087389 | -0.12315 | -0.013446 | -1.2012 | -1.1847 | -1.2368 | -1.1547 | -1.1606 | -0.36132 | -2.0041 | -2.1339 | -1.7956 | -1.7951 | -1.7937 | -1.921 | -1.8449 | -1.7999 | -2.5025 | -2.7132 | -2.625 | -2.3121 | -2.6822 | -2.5424 | -2.6593 | -2.396 | Isaac
[5 empty] | Solar PV | 0.0039585 | -0.064552 | -0.016225 | -0.022794 | -0.031733 | -0.00043804 | -0.011996 | 0.048576 | -0.4423 | -0.36729 | -0.37217 | -0.33239 | -0.24494 | -0.33763 | -0.27411 | -0.37521 | -0.26208 | -1.4413 | -1.6729 | -1.6914 | -1.4218 | -1.2921 | -1.2382 | -1.0677 | -1.2436 | Barcaldine
[5 empty] | Grid Battery | -0.0095718 | 0.019582 | 0.032412 | -0.25495 | -0.39269 | -0.3646 | -0.42758 | -0.36046 | -1.448 | -1.4331 | -1.4173 | -1.2102 | -1.0729 | -1.1007 | -0.981 | -1.1217 | -1.0529 | -1.0956 | -1.1294 | -1.2202 | -1.2698 | -1.2353 | -1.2263 | -1.1561 | -1.2691 | Fitzroy
[5 empty] | PHES | 0 | 0 | -4.6385e-08 | -8.8272e-08 | -9.9434e-08 | -1.0184e-07 | -1.0887e-07 | -1.0677e-07 | -2.04e-07 | -2.2049e-07 | -2.2421e-07 | -2.2495e-07 | -2.2182e-07 | -2.3703e-07 | -2.3528e-07 | -2.4747e-07 | -2.4159e-07 | -2.7889e-07 | -3.058e-07 | -3.0153e-07 | -3.0338e-07 | -2.9729e-07 | -3.0726e-07 | -3.3197e-07 | -3.7998e-07 | Wide Bay
[5 empty] | VPP | -0.0021545 | -0.00052344 | 0.00090928 | -0.00394 | -0.0011563 | -0.0090621 | -0.0077427 | -0.0098864 | 0.031866 | 0.058247 | 0.050861 | 0.094463 | 0.12987 | 0.10568 | 0.15705 | 0.12691 | 0.17373 | 0.19319 | 0.23292 | 0.22092 | 0.30818 | 0.3017 | 0.32302 | 0.50541 | 0.40259 | Darling Downs
[5 empty] | USE / DSP | -4.1288e-09 | -4.751e-09 | -5.0074e-06 | -0.0001867 | -1.2007e-05 | -8.1751e-09 | -0.00087938 | -8.2004e-05 | -0.00019401 | -0.00051301 | -0.000144 | 0.00024957 | -8.1014e-05 | -8.2323e-05 | -8.4006e-05 | 0.00036588 | -0.00027003 | -0.0003491 | 0.0071154 | -0.001608 | 0.0014432 | -0.0015825 | -0.00080568 | -0.00059502 | 3.9979e-05 | Banana
North West NSW
[5 empty] | Grid Battery Pump | -0.0113 | 0.023119 | 0.038149 | -0.32079 | -0.48734 | -0.45263 | -0.52976 | -0.44935 | -1.7203 | -1.6954 | -1.681 | -1.4346 | -1.2722 | -1.302 | -1.1682 | -1.3222 | -1.2536 | -1.2908 | -1.3374 | -1.4531 | -1.4979 | -1.4689 | -1.4434 | -1.3572 | -1.4883 | New England
[5 empty] | PHES Pump | 0 | 0 | -6.1447e-08 | -1.1574e-07 | -1.3106e-07 | -1.343e-07 | -1.432e-07 | -1.408e-07 | -2.684e-07 | -2.8982e-07 | -2.9658e-07 | -2.947e-07 | -2.9185e-07 | -3.1109e-07 | -3.1247e-07 | -3.2307e-07 | -3.1911e-07 | -3.6585e-07 | -4.0189e-07 | -4.0023e-07 | -3.9557e-07 | -3.944e-07 | -4.0109e-07 | -4.3889e-07 | -4.9769e-07 | Central-West Orana
[5 empty] | VPP Pump | -0.0025347 | -0.00061581 | 0.0010697 | -0.0046353 | -0.0013604 | -0.010612 | -0.0091327 | -0.011987 | 0.037902 | 0.068423 | 0.059881 | 0.11111 | 0.15265 | 0.12447 | 0.18476 | 0.1493 | 0.20439 | 0.22806 | 0.27324 | 0.2599 | 0.36252 | 0.35499 | 0.38002 | 0.59464 | 0.47359 | Broken Hill
South West NSW
[5 empty] | *Generation shown is sent-out, as is demand. | [25 empty] | Wagga Wagga
[5 empty] | Non-scheduled generation including Distributed PV is not shown. | [25 empty] | Tumut
North West Tasmania capacity difference by year | [30 empty] | Cooma-Monaro
Select REZ | North West Tasmania | [29 empty] | Hunter-Central Coast
Ovens Murray
[5 empty] | Capacity difference (MW) | 2026-27 | 2027-28 | 2028-29 | 2029-30 | 2030-31 | 2031-32 | 2032-33 | 2033-34 | 2034-35 | 2035-36 | 2036-37 | 2037-38 | 2038-39 | 2039-40 | 2040-41 | 2041-42 | 2042-43 | 2043-44 | 2044-45 | 2045-46 | 2046-47 | 2047-48 | 2048-49 | 2049-50 | 2050-51 | Murray River
[5 empty] | Solar PV | 0 | 0 | 0 | 0 | 0 | 0 | 0 | 0 | 0 | 0 | 0 | 0 | 0 | -0.00010591 | -0.00010592 | -0.00010593 | -0.00010594 | -0.00010595 | -0.00010596 | -0.00010598 | -0.000106 | -0.00010603 | -0.00010606 | -0.00010609 | -0.00010614 | Western Victoria
[5 empty] | Wind | 0 | 0 | 0 | 0 | 0 | 0 | 125.388 | 134.9055 | 134.9055 | 260.2936 | 260.2936 | 371.3938 | 496.7819 | 622.1698 | 622.1698 | 622.1698 | 622.1698 | 622.1698 | 622.1698 | 622.1698 | 622.1698 | 622.1698 | 622.1698 | 622.1698 | 622.1698 | South West Victoria
[5 empty] | Offshore Wind | 0 | 0 | 0 | 0 | 0 | 0 | 0 | 0 | 0 | 0 | 0 | 0 | 0 | 0 | 0 | 0 | 0 | 0 | 0 | 0 | 0 | 0 | 0 | 0 | 0 | Gippsland
Central North VIC
South East SA
Riverland
Mid-North SA
Yorke Peninsula
Northern SA
Leigh Creek
Roxby Downs
Eastern Eyre Peninsula
Western Eyre Peninsula
North East Tasmania
North West Tasmania
North West Tasmania generation difference by year | [30 empty] | Central Highlands
Select REZ | North West Tasmania | [29 empty] | Hunter Coast
Illawarra Coast
[5 empty] | Sent-out generation difference (GWh)* | 2026-27 | 2027-28 | 2028-29 | 2029-30 | 2030-31 | 2031-32 | 2032-33 | 2033-34 | 2034-35 | 2035-36 | 2036-37 | 2037-38 | 2038-39 | 2039-40 | 2040-41 | 2041-42 | 2042-43 | 2043-44 | 2044-45 | 2045-46 | 2046-47 | 2047-48 | 2048-49 | 2049-50 | 2050-51 | Gippsland Coast
[5 empty] | Solar PV | -1.031e-05 | -1.4419e-05 | -1.4486e-05 | -3.4058e-05 | -3.4521e-05 | -3.1065e-05 | -3.2899e-05 | -3.7357e-05 | -2.9809e-05 | -3.0532e-05 | -2.9796e-05 | -2.4725e-05 | -3.0695e-05 | -9.9432e-05 | -9.0823e-05 | -9.1343e-05 | -0.00010475 | -9.5818e-05 | -9.8363e-05 | -9.6783e-05 | -8.1928e-05 | -9.157e-05 | -9.1645e-05 | -8.4264e-05 | -8.6628e-05 | North West Tasmania Coast
[5 empty] | Wind | 58.7293 | 62.3051 | 59.3428 | 3.8236 | 36.6365 | 82.009 | 559.4861 | 576.6068 | 540.1039 | 1110.3615 | 1153.9136 | 1531.947 | 1972.0264 | 2156.8249 | 2288.2728 | 2293.8481 | 2216.2209 | 2276.7889 | 2402.4762 | 2523.2904 | 2384.7425 | 2363.4073 | 2102.4821 | 2303.0564 | 2283.704 | Portland Coast
[5 empty] | Offshore wind | 0 | 0 | 0 | 0 | 0 | 0 | 0 | 0 | 0 | 0 | 0 | 0 | 0 | 0 | 0 | 0 | 0 | 0 | 0 | 0 | 0 | 0 | 0 | 0 | 0 | South East SA Coast

## BaseCase_CF
Annual capacity factor by technology - BaseCase, Step Change Scenario
Non-scheduled generation including Distributed PV is not shown.
Region | Technology | 2026-27 | 2027-28 | 2028-29 | 2029-30 | 2030-31 | 2031-32 | 2032-33 | 2033-34 | 2034-35 | 2035-36 | 2036-37 | 2037-38 | 2038-39 | 2039-40 | 2040-41 | 2041-42 | 2042-43 | 2043-44 | 2044-45 | 2045-46 | 2046-47 | 2047-48 | 2048-49 | 2049-50 | 2050-51
NEM | Black Coal | 47.86% | 46.87% | 60.74% | 52.56% | 62.26% | 58.68% | 60.08% | 60.69% | 57.36% | 55.84% | 51.43% | 53.82% | 54.71% | 55% | 57.01% | 51.07% | - | - | - | - | - | - | - | - | -
NEM | Brown Coal | 61% | 64.15% | 63.58% | 63.9% | - | - | - | - | - | - | - | - | - | - | - | - | - | - | - | - | - | - | - | - | -
NEM | CCGT | 18.71% | 18.53% | 31.15% | 36.6% | 34.04% | 30.77% | 36.55% | 43.34% | 36.07% | 31.38% | 33.78% | 36.74% | 36.12% | 35.69% | 36.28% | 33.27% | 36.99% | 32.62% | 25.86% | 33.09% | 30.57% | 27.62% | 29.25% | 28.67% | -
NEM | Gas - Steam | 1.067% | 1.108% | 17.91% | 7.019% | 24.53% | 19.06% | 26.08% | 30.64% | 17.93% | 8.789% | 9.177% | 9.519% | 14.82% | - | - | - | - | - | - | - | - | - | - | - | -
NEM | OCGT / Diesel | 0.4203% | 0.4134% | 3.396% | 10.21% | 6.486% | 5.911% | 8.379% | 11.11% | 9.982% | 6.932% | 6.733% | 7.439% | 11.12% | 12.31% | 14.97% | 11.55% | 10.49% | 11.79% | 9.04% | 10.9% | 11.81% | 12.23% | 12.64% | 13.97% | 15%
NEM | Hydro | 25.13% | 22.15% | 26.48% | 22.53% | 22.18% | 21.97% | 22.43% | 24.49% | 24% | 22.93% | 20.46% | 23.71% | 21.01% | 19.36% | 18.65% | 18.13% | 19.61% | 19.71% | 18.71% | 16.97% | 21.86% | 18.84% | 17.64% | 17.65% | 18.04%
NEM | Hydrogen Turbine | bar: 2026-27 to 2050-51
NEM | Wind | 32.32% | 33.51% | 31.97% | 32.15% | 32.65% | 34.12% | 32.5% | 32.19% | 32.22% | 33.58% | 33.36% | 31.9% | 31.42% | 30.97% | 31.47% | 30.75% | 30.28% | 29.7% | 30.77% | 31.42% | 30.8% | 30.05% | 29.57% | 30.24% | 29.72%
NEM | Solar PV | 19.94% | 20.57% | 19.48% | 21.96% | 24.27% | 24.43% | 24.36% | 23.86% | 23.38% | 24.12% | 23.93% | 20.23% | 21.31% | 21.55% | 21.35% | 22.15% | 21.12% | 19.57% | 20.21% | 20.84% | 17.47% | 17.56% | 17.26% | 17.19% | 18.25%
NEM | Grid Battery | 9.914% | 12.83% | 14.76% | 19.24% | 20.65% | 20.18% | 21.03% | 20.65% | 17.76% | 18.61% | 18.2% | 17.01% | 16.99% | 17.2% | 16.72% | 18.83% | 18.72% | 18.83% | 19.28% | 20.12% | 19.23% | 19.22% | 18.67% | 19.48% | 20.86%
NEM | PHES | 12.01% | 11.86% | 10.69% | 31.43% | 21.29% | 21.33% | 22.06% | 21.76% | 22.38% | 24.54% | 23.72% | 21.72% | 20.51% | 19.86% | 19.58% | 18.34% | 18.97% | 18.62% | 18.12% | 18.46% | 18.63% | 15.32% | 13.09% | 15.88% | 20.05%
NEM | VPP | 11.4% | 15.28% | 19.45% | 14.63% | 15.16% | 15.17% | 15.01% | 15.04% | 14.27% | 14.82% | 14.77% | 14.28% | 14.57% | 14.48% | 13.65% | 13.96% | 13.66% | 13.44% | 13.41% | 13.47% | 12.96% | 12.89% | 12.7% | 12.33% | 12.26%
Region | Technology | 2026-27 | 2027-28 | 2028-29 | 2029-30 | 2030-31 | 2031-32 | 2032-33 | 2033-34 | 2034-35 | 2035-36 | 2036-37 | 2037-38 | 2038-39 | 2039-40 | 2040-41 | 2041-42 | 2042-43 | 2043-44 | 2044-45 | 2045-46 | 2046-47 | 2047-48 | 2048-49 | 2049-50 | 2050-51
NSW1 | Black Coal | 42.15% | 38.64% | 61.1% | 50.89% | 62.11% | 57.45% | 59.03% | 65.08% | 59.87% | 55.84% | 47.34% | 49.4% | 52.86% | 50.79% | - | - | - | - | - | - | - | - | - | - | -
NSW1 | Brown Coal | bar: 2026-27 to 2050-51
NSW1 | CCGT | 39.66% | 27.7% | 40.8% | 45.6% | 42.98% | 37.57% | 50.96% | 51.09% | 48.32% | 41.23% | 37.47% | 37.68% | 33.75% | 39.9% | 38.84% | 36.36% | 42.23% | - | - | - | - | - | - | - | -
NSW1 | Gas - Steam | bar: 2026-27 to 2050-51
NSW1 | OCGT / Diesel | 0.131% | 0.4262% | 2.877% | 16.03% | 9.521% | 9.771% | 10.94% | 17.89% | 13.76% | 9.391% | 7.585% | 6.409% | 14.3% | 12.22% | 16.62% | 10.37% | 10.79% | 12.15% | 10.37% | 11.53% | 13.59% | 16.31% | 16.22% | 19.29% | 18.24%
NSW1 | Hydro | 15.59% | 12.84% | 19.7% | 15.65% | 13.53% | 13.59% | 12.95% | 15.28% | 15.56% | 15.18% | 12.78% | 18.01% | 14.79% | 12.92% | 12.77% | 11.71% | 13.66% | 14.59% | 13.82% | 11.31% | 17.51% | 13.38% | 11.72% | 11.88% | 12.43%
NSW1 | Hydrogen Turbine | bar: 2026-27 to 2050-51
NSW1 | Wind | 32.55% | 31.99% | 30.67% | 29.69% | 31.74% | 32.61% | 32.68% | 32.61% | 32.72% | 34.67% | 33.9% | 33.24% | 30.47% | 31.4% | 30.73% | 31.8% | 30.86% | 29.89% | 30.92% | 31.83% | 32.57% | 28.99% | 29.83% | 28.46% | 29.94%
NSW1 | Solar PV | 21.44% | 21.95% | 20.17% | 23.69% | 25.87% | 25.34% | 25.71% | 25.17% | 24.52% | 26.07% | 25.04% | 21.33% | 22.19% | 22.85% | 21.61% | 22.66% | 21.18% | 19.39% | 20.54% | 21.03% | 17.94% | 17.47% | 17.61% | 16.84% | 18.32%
NSW1 | Grid Battery | 13.44% | 22% | 21.78% | 21.99% | 23.85% | 23.14% | 24.3% | 23.19% | 23.03% | 24.79% | 24.22% | 21.93% | 21.82% | 21.56% | 21.13% | 21.85% | 20.83% | 20.65% | 21.77% | 22.3% | 21.28% | 20.62% | 20.29% | 21.37% | 22.99%
NSW1 | PHES | 19.86% | 19.6% | 19.6% | 110.2% | 22.49% | 22.96% | 23.78% | 22.76% | 22.39% | 26.06% | 24.94% | 23.93% | 19.89% | 19.53% | 17.56% | 17.34% | 17.75% | 16.68% | 16.65% | 16.96% | 20.55% | 13.71% | 13.08% | 16.1% | 19.75%
NSW1 | VPP | 11.82% | 16.01% | 21.38% | 15.23% | 15.28% | 14.93% | 14.63% | 14.55% | 14.45% | 14.98% | 14.99% | 14.75% | 15.58% | 15.42% | 15.03% | 15.31% | 14.9% | 14.74% | 14.62% | 14.51% | 14.21% | 14.25% | 13.85% | 13.57% | 13.28%
Region | Technology | 2026-27 | 2027-28 | 2028-29 | 2029-30 | 2030-31 | 2031-32 | 2032-33 | 2033-34 | 2034-35 | 2035-36 | 2036-37 | 2037-38 | 2038-39 | 2039-40 | 2040-41 | 2041-42 | 2042-43 | 2043-44 | 2044-45 | 2045-46 | 2046-47 | 2047-48 | 2048-49 | 2049-50 | 2050-51
QLD1 | Black Coal | 53.71% | 55.3% | 60.5% | 53.99% | 62.39% | 59.74% | 60.98% | 58.2% | 55.83% | 55.85% | 53.7% | 56.27% | 54.93% | 55.5% | 57.01% | 51.07% | - | - | - | - | - | - | - | - | -
QLD1 | Brown Coal | bar: 2026-27 to 2050-51
QLD1 | CCGT | 15.86% | 15.92% | 27.42% | 39.08% | 33.49% | 31.41% | 35.97% | 46.51% | 36.03% | 32.58% | 39.24% | 42.71% | 43.17% | 40.9% | 42.29% | 38.47% | 42.04% | 38.97% | 30.9% | 49.33% | 65.9% | 59.53% | 63.05% | 61.81% | -
QLD1 | Gas - Steam | bar: 2026-27 to 2050-51
QLD1 | OCGT / Diesel | 0.03455% | 0.04449% | 0.2638% | 6.698% | 1.566% | 0.789% | 2.752% | 3.064% | 5.98% | 5.033% | 7.284% | 9.147% | 12.38% | 12.62% | 16.76% | 12.62% | 15.33% | 14.86% | 11.55% | 15.23% | 9.436% | 7.149% | 6.113% | 3.29% | 1.86%
QLD1 | Hydro | 50.86% | 48.8% | 51.42% | 51.07% | 51.96% | 51.33% | 47.2% | 52.29% | 50.18% | 50.71% | 50.77% | 16.48% | 15.29% | 13.57% | 14.61% | 15.21% | 3.16e-08% | 2.472e-08% | 2.295e-08% | 2.133e-08% | 2.082e-08% | 1.984e-08% | 0.07162% | 2.164e-08% | 6.246e-08%
QLD1 | Hydrogen Turbine | bar: 2026-27 to 2050-51
QLD1 | Wind | 30.69% | 31.7% | 32.37% | 31.93% | 33.62% | 33.53% | 33.98% | 32.03% | 31.32% | 31.89% | 31.68% | 31.65% | 31.41% | 31.93% | 30.79% | 31.88% | 29.65% | 29.42% | 29.69% | 29.31% | 29.96% | 29.28% | 29.24% | 28.78% | 29.95%
QLD1 | Solar PV | 18.4% | 18.58% | 18.7% | 21.69% | 25.02% | 26.39% | 25.72% | 25.29% | 23.87% | 24.07% | 24.19% | 20.43% | 22.52% | 22.88% | 22.94% | 23.9% | 22.65% | 21.43% | 21.37% | 21.97% | 17.92% | 18.76% | 18.23% | 18.8% | 19.83%
QLD1 | Grid Battery | 7.002% | 6.776% | 19.17% | 23.28% | 23.47% | 23.81% | 24.05% | 24.05% | 23.93% | 24.71% | 24.38% | 22.64% | 24.03% | 22.92% | 23.99% | 23.69% | 24.38% | 23.83% | 23.41% | 24.3% | 22.08% | 22.95% | 21.2% | 22.56% | 24.19%
QLD1 | PHES | 9.718% | 9.593% | 8.086% | 8.387% | 20.31% | 20.02% | 20.67% | 20.95% | 22.36% | 23.32% | 22.73% | 19.93% | 21.02% | 20.13% | 21.22% | 19.14% | 19.95% | 20.19% | 19.31% | 19.68% | 17.08% | 16.62% | 13.09% | 15.7% | 20.3%
QLD1 | VPP | 12.26% | 16.9% | 23.99% | 19.4% | 20.03% | 19.81% | 17.63% | 17.27% | 17.15% | 17.26% | 17.2% | 16.73% | 16.86% | 16.52% | 16.22% | 16.04% | 15.78% | 15.49% | 15.3% | 15.04% | 14.56% | 14.52% | 14.15% | 14.03% | 13.48%
Region | Technology | 2026-27 | 2027-28 | 2028-29 | 2029-30 | 2030-31 | 2031-32 | 2032-33 | 2033-34 | 2034-35 | 2035-36 | 2036-37 | 2037-38 | 2038-39 | 2039-40 | 2040-41 | 2041-42 | 2042-43 | 2043-44 | 2044-45 | 2045-46 | 2046-47 | 2047-48 | 2048-49 | 2049-50 | 2050-51
VIC1 | Black Coal | bar: 2026-27 to 2050-51
VIC1 | Brown Coal | 61% | 64.15% | 63.58% | 63.9% | - | - | - | - | - | - | - | - | - | - | - | - | - | - | - | - | - | - | - | - | -
VIC1 | CCGT | bar: 2026-27 to 2050-51
VIC1 | Gas - Steam | 1.067% | 1.108% | 17.91% | 7.019% | 24.53% | 19.06% | 26.08% | 30.64% | 17.93% | 8.789% | 9.177% | 9.519% | 14.82% | - | - | - | - | - | - | - | - | - | - | - | -
VIC1 | OCGT / Diesel | 0.3377% | 0.2274% | 3.205% | 8.11% | 7.042% | 5.425% | 9.751% | 8.343% | 7.371% | 4.473% | 4.239% | 6.783% | 5.931% | 12.87% | 12.14% | 12.39% | 7.314% | 9.903% | 6.565% | 8.766% | 11.37% | 9.963% | 14.64% | 16.1% | 18.61%
VIC1 | Hydro | 16.35% | 13.74% | 20.54% | 17.09% | 14.77% | 14.83% | 13.58% | 16.55% | 17.01% | 16.18% | 13.57% | 20.41% | 17.01% | 14.82% | 14.75% | 13.48% | 16.44% | 17.05% | 16.14% | 13.59% | 20.4% | 17.14% | 14.79% | 14.82% | 13.46%
VIC1 | Hydrogen Turbine | bar: 2026-27 to 2050-51
VIC1 | Wind | 31.58% | 32.56% | 30.31% | 33.18% | 32.13% | 35.62% | 31.52% | 32.32% | 33.42% | 34.74% | 34.64% | 31.46% | 32.93% | 30.74% | 33.19% | 30.15% | 31.2% | 30.77% | 32.17% | 33.63% | 31% | 32.08% | 30.36% | 33.61% | 30.38%
VIC1 | Solar PV | 19.2% | 19.04% | 18.64% | 19.68% | 21.97% | 21.07% | 21.53% | 21.05% | 21.75% | 22.43% | 22.46% | 19.42% | 19.7% | 19.02% | 18.46% | 18.85% | 18.34% | 16.79% | 18.12% | 18.71% | 15.52% | 15.1% | 14.87% | 14.27% | 14.93%
VIC1 | Grid Battery | 11.56% | 12.03% | 10.96% | 15.47% | 17.41% | 16.77% | 17.72% | 17.52% | 13.42% | 14.03% | 13.58% | 12.42% | 11.92% | 11.86% | 10.64% | 11.78% | 11.72% | 11.45% | 12.02% | 12.62% | 12.36% | 11.93% | 12.12% | 11.25% | 11.87%
VIC1 | PHES | bar: 2026-27 to 2050-51
VIC1 | VPP | 11.45% | 16.63% | 20.06% | 15.87% | 17.36% | 17.59% | 16.71% | 16.69% | 13.87% | 14.69% | 14.21% | 12.96% | 12.62% | 12.71% | 10.63% | 11.35% | 10.95% | 10.78% | 10.87% | 11.41% | 10.54% | 10.33% | 10.59% | 9.847% | 10.53%
Region | Technology | 2026-27 | 2027-28 | 2028-29 | 2029-30 | 2030-31 | 2031-32 | 2032-33 | 2033-34 | 2034-35 | 2035-36 | 2036-37 | 2037-38 | 2038-39 | 2039-40 | 2040-41 | 2041-42 | 2042-43 | 2043-44 | 2044-45 | 2045-46 | 2046-47 | 2047-48 | 2048-49 | 2049-50 | 2050-51
SA1 | Black Coal | bar: 2026-27 to 2050-51
SA1 | Brown Coal | bar: 2026-27 to 2050-51
SA1 | CCGT | 17.62% | 24.14% | 46.64% | 36% | 41.63% | 35.27% | 40.69% | 44.34% | 40.18% | 31.93% | 31.49% | - | - | - | - | - | - | - | - | - | - | - | - | - | -
SA1 | Gas - Steam | bar: 2026-27 to 2050-51
SA1 | OCGT / Diesel | 1.564% | 1.171% | 9.752% | 9.349% | 9.345% | 8.912% | 13.73% | 15.44% | 13.56% | 9.751% | 9.379% | 11.5% | 13.35% | 12.96% | 12.87% | 11.97% | 11.78% | 11.76% | 6.159% | 7.052% | 9.279% | 8.898% | 10.35% | 10.65% | 14.03%
SA1 | Hydro | bar: 2026-27 to 2050-51
SA1 | Hydrogen Turbine | bar: 2026-27 to 2050-51
SA1 | Wind | 31.83% | 34.74% | 32.8% | 32.22% | 32.47% | 34.13% | 31.13% | 31.69% | 30.31% | 34.11% | 33.9% | 32.07% | 31.81% | 32.03% | 33.71% | 30.73% | 31.19% | 28.89% | 31.85% | 31.64% | 30.36% | 30.12% | 29.73% | 30.94% | 29.05%
SA1 | Solar PV | 16.97% | 20.57% | 18.88% | 20.78% | 20.5% | 20.83% | 20.29% | 19.49% | 20.85% | 21.26% | 22.08% | 18.27% | 18.05% | 18.24% | 18.59% | 19.03% | 18.24% | 17.22% | 17.86% | 18.85% | 16.31% | 15.65% | 14.92% | 14.64% | 15.08%
SA1 | Grid Battery | 5.808% | 6.568% | 11.34% | 15.83% | 17.35% | 16.33% | 17.43% | 17.18% | 16.67% | 17.17% | 17.28% | 17.41% | 16.92% | 17.2% | 16.05% | 18.31% | 17.6% | 20.03% | 20.29% | 21.92% | 19.83% | 18.9% | 19.32% | 19% | 20.41%
SA1 | PHES | bar: 2026-27 to 2050-51
SA1 | VPP | 10.57% | 12.81% | 14.57% | 10.02% | 9.806% | 9.735% | 11.19% | 11.52% | 11.14% | 11.52% | 11.81% | 11.89% | 12.16% | 12.2% | 11.59% | 12.11% | 12.14% | 11.87% | 12.04% | 12.26% | 12.04% | 11.99% | 11.73% | 11.21% | 11.12%
Region | Technology | 2026-27 | 2027-28 | 2028-29 | 2029-30 | 2030-31 | 2031-32 | 2032-33 | 2033-34 | 2034-35 | 2035-36 | 2036-37 | 2037-38 | 2038-39 | 2039-40 | 2040-41 | 2041-42 | 2042-43 | 2043-44 | 2044-45 | 2045-46 | 2046-47 | 2047-48 | 2048-49 | 2049-50 | 2050-51
TAS1 | Black Coal | bar: 2026-27 to 2050-51
TAS1 | Brown Coal | bar: 2026-27 to 2050-51
TAS1 | CCGT | 4.86e-07% | 4.831e-07% | 4.839e-07% | 4.139e-07% | 8.158e-07% | 8.622e-07% | 9.468e-07% | 9.47e-07% | 9.369e-07% | 9.712e-07% | 1.01e-06% | 1.067e-06% | 1.12e-06% | 1.159e-06% | 1.227e-06% | 1.291e-06% | 1.351e-06% | 1.388e-06% | 1.469e-06% | 1.551e-06% | 1.63e-06% | 1.729e-06% | 1.818e-06% | 1.928e-06% | -
TAS1 | Gas - Steam | bar: 2026-27 to 2050-51
TAS1 | OCGT / Diesel | 8.426e-07% | 8.047e-07% | 8.575e-07% | 3.781e-07% | 0.03155% | 1.055e-06% | 0.01299% | 0.09991% | 1.107e-06% | 0.09925% | 1.204e-06% | 0.03492% | 0.01965% | 0.057% | 3.272e-06% | 0.1785% | 3.609e-06% | 3.723e-06% | 0.151% | 0.06758% | 4.348e-06% | 0.07078% | 4.832e-06% | 0.0488% | -
TAS1 | Hydro | 39.74% | 36.2% | 36.24% | 31.78% | 34.61% | 33.96% | 37.12% | 37.99% | 36.09% | 34.11% | 31.54% | 32.08% | 30.36% | 29.37% | 27.5% | 28.04% | 28.78% | 27.71% | 26.37% | 25.92% | 28.28% | 26.3% | 26.4% | 26.27% | 27.98%
TAS1 | Hydrogen Turbine | bar: 2026-27 to 2050-51
TAS1 | Wind | 42.48% | 45.85% | 42.32% | 39.6% | 35.72% | 35.8% | 33.34% | 31.31% | 31.21% | 29.74% | 29.97% | 28.31% | 27.36% | 25.05% | 25.35% | 24.74% | 24.33% | 25.21% | 25.85% | 27.27% | 26.86% | 27.06% | 25.46% | 25.76% | 24.67%
TAS1 | Solar PV | bar: 2026-27 to 2050-51
TAS1 | Grid Battery | bar: 2026-27 to 2050-51
TAS1 | PHES | bar: 2026-27 to 2050-51
TAS1 | VPP | 6.921% | 12.58% | 16.81% | 12.72% | 12.35% | 12.3% | 8.495% | 8.678% | 8.404% | 10.16% | 10.89% | 9.955% | 10.39% | 11.09% | 11.45% | 11.1% | 11.15% | 10.23% | 11.34% | 10.73% | 9.292% | 9.229% | 9.021% | 9.923% | 9.439%
Explicitly modelled pumping
Region | Technology | 2026-27 | 2027-28 | 2028-29 | 2029-30 | 2030-31 | 2031-32 | 2032-33 | 2033-34 | 2034-35 | 2035-36 | 2036-37 | 2037-38 | 2038-39 | 2039-40 | 2040-41 | 2041-42 | 2042-43 | 2043-44 | 2044-45 | 2045-46 | 2046-47 | 2047-48 | 2048-49 | 2049-50 | 2050-51
NEM | Grid Battery Pump | 11.65% | 15.24% | 17.62% | 23.08% | 24.81% | 24.26% | 25.24% | 24.78% | 21.28% | 22.25% | 21.78% | 20.4% | 20.33% | 20.58% | 20.1% | 22.57% | 22.49% | 22.59% | 23.14% | 24.2% | 23.07% | 23.1% | 22.41% | 23.4% | 25.01%
NEM | PHES Pump | 24.32% | 23.94% | 24.81% | 40.14% | 29.36% | 29.5% | 29.93% | 29.61% | 30.07% | 33.19% | 32.69% | 29.61% | 27.15% | 26.3% | 26.99% | 24.34% | 25.77% | 24.64% | 24.67% | 25.3% | 24.84% | 20.66% | 18% | 21.35% | 26.92%
NEM | VPP Pump | 13.39% | 18.01% | 22.91% | 17.18% | 17.85% | 17.87% | 17.65% | 17.69% | 16.81% | 17.42% | 17.37% | 16.83% | 17.14% | 17.02% | 16.1% | 16.39% | 16.09% | 15.8% | 15.77% | 15.89% | 15.21% | 15.19% | 14.93% | 14.51% | 14.41%
Region | Technology | 2026-27 | 2027-28 | 2028-29 | 2029-30 | 2030-31 | 2031-32 | 2032-33 | 2033-34 | 2034-35 | 2035-36 | 2036-37 | 2037-38 | 2038-39 | 2039-40 | 2040-41 | 2041-42 | 2042-43 | 2043-44 | 2044-45 | 2045-46 | 2046-47 | 2047-48 | 2048-49 | 2049-50 | 2050-51
NSW1 | Grid Battery Pump | 15.73% | 26.37% | 26.1% | 26.43% | 28.72% | 27.84% | 29.19% | 27.88% | 27.77% | 29.75% | 29.13% | 26.46% | 26.16% | 25.93% | 25.51% | 26.24% | 25.07% | 24.85% | 26.2% | 26.93% | 25.52% | 24.83% | 24.4% | 25.69% | 27.64%
NSW1 | PHES Pump | 31.46% | 30.9% | 34.65% | 62.75% | 30.62% | 31.17% | 31.51% | 30.32% | 29.38% | 34.19% | 33.97% | 31.51% | 25.77% | 25.06% | 24.76% | 22.56% | 24.24% | 21.87% | 22.89% | 23.58% | 26.29% | 18.66% | 17.84% | 21.2% | 26.25%
NSW1 | VPP Pump | 13.89% | 18.88% | 25.18% | 17.88% | 18.01% | 17.57% | 17.19% | 17.12% | 17.04% | 17.6% | 17.63% | 17.41% | 18.29% | 18.13% | 17.73% | 17.96% | 17.53% | 17.35% | 17.2% | 17.12% | 16.67% | 16.78% | 16.27% | 15.96% | 15.62%
Region | Technology | 2026-27 | 2027-28 | 2028-29 | 2029-30 | 2030-31 | 2031-32 | 2032-33 | 2033-34 | 2034-35 | 2035-36 | 2036-37 | 2037-38 | 2038-39 | 2039-40 | 2040-41 | 2041-42 | 2042-43 | 2043-44 | 2044-45 | 2045-46 | 2046-47 | 2047-48 | 2048-49 | 2049-50 | 2050-51
QLD1 | Grid Battery Pump | 8.215% | 7.972% | 23.07% | 27.99% | 28.25% | 28.74% | 28.87% | 28.95% | 28.82% | 29.77% | 29.3% | 27.33% | 28.84% | 27.59% | 28.96% | 28.53% | 29.36% | 28.68% | 28.2% | 29.28% | 26.62% | 27.61% | 25.56% | 27.19% | 29.09%
QLD1 | PHES Pump | 15.98% | 15.82% | 13.34% | 13.76% | 28.03% | 27.72% | 28.26% | 28.86% | 30.81% | 32.12% | 31.32% | 27.59% | 28.61% | 27.62% | 29.35% | 26.22% | 27.38% | 27.58% | 26.55% | 27.14% | 23.3% | 22.78% | 18.17% | 21.51% | 27.64%
QLD1 | VPP Pump | 14.41% | 19.89% | 28.3% | 22.78% | 23.57% | 23.36% | 20.71% | 20.33% | 20.17% | 20.33% | 20.21% | 19.74% | 19.8% | 19.44% | 19.1% | 18.88% | 18.57% | 18.23% | 18% | 17.7% | 17.14% | 17.07% | 16.66% | 16.51% | 15.83%
Region | Technology | 2026-27 | 2027-28 | 2028-29 | 2029-30 | 2030-31 | 2031-32 | 2032-33 | 2033-34 | 2034-35 | 2035-36 | 2036-37 | 2037-38 | 2038-39 | 2039-40 | 2040-41 | 2041-42 | 2042-43 | 2043-44 | 2044-45 | 2045-46 | 2046-47 | 2047-48 | 2048-49 | 2049-50 | 2050-51
VIC1 | Grid Battery Pump | 13.59% | 14.2% | 12.9% | 18.48% | 20.82% | 20.07% | 21.21% | 20.92% | 15.95% | 16.61% | 16.11% | 14.72% | 14.17% | 14.03% | 12.66% | 13.91% | 13.94% | 13.51% | 14.24% | 15.02% | 14.59% | 14.21% | 14.31% | 13.24% | 13.95%
VIC1 | PHES Pump | bar: 2026-27 to 2050-51
VIC1 | VPP Pump | 13.45% | 19.61% | 23.61% | 18.63% | 20.42% | 20.73% | 19.67% | 19.62% | 16.34% | 17.26% | 16.71% | 15.25% | 14.91% | 14.9% | 12.56% | 13.3% | 12.94% | 12.63% | 12.79% | 13.48% | 12.35% | 12.2% | 12.42% | 11.61% | 12.37%
Region | Technology | 2026-27 | 2027-28 | 2028-29 | 2029-30 | 2030-31 | 2031-32 | 2032-33 | 2033-34 | 2034-35 | 2035-36 | 2036-37 | 2037-38 | 2038-39 | 2039-40 | 2040-41 | 2041-42 | 2042-43 | 2043-44 | 2044-45 | 2045-46 | 2046-47 | 2047-48 | 2048-49 | 2049-50 | 2050-51
SA1 | Grid Battery Pump | 6.914% | 7.865% | 13.63% | 19.02% | 20.88% | 19.62% | 20.99% | 20.64% | 20.05% | 20.65% | 20.78% | 20.94% | 20.41% | 20.65% | 19.38% | 21.99% | 21.22% | 24.13% | 24.41% | 26.48% | 23.8% | 22.84% | 23.17% | 22.9% | 24.56%
SA1 | PHES Pump | bar: 2026-27 to 2050-51
SA1 | VPP Pump | 12.41% | 15.1% | 17.15% | 11.75% | 11.55% | 11.44% | 13.19% | 13.54% | 13.11% | 13.55% | 13.9% | 13.98% | 14.35% | 14.32% | 13.67% | 14.21% | 14.31% | 13.96% | 14.15% | 14.46% | 14.13% | 14.15% | 13.76% | 13.2% | 13.06%
Region | Technology | 2026-27 | 2027-28 | 2028-29 | 2029-30 | 2030-31 | 2031-32 | 2032-33 | 2033-34 | 2034-35 | 2035-36 | 2036-37 | 2037-38 | 2038-39 | 2039-40 | 2040-41 | 2041-42 | 2042-43 | 2043-44 | 2044-45 | 2045-46 | 2046-47 | 2047-48 | 2048-49 | 2049-50 | 2050-51
TAS1 | Grid Battery Pump | 0.001496% | 0.002421% | 0.002507% | 0.002524% | 0.002638% | 0.002863% | 0.002864% | 0.003278% | 0.004154% | 0.004731% | 0.005048% | 0.005649% | 0.006201% | 0.007412% | 0.007938% | 0.008803% | 0.00924% | 0.01009% | 0.01107% | 0.01181% | 0.01251% | 0.01353% | 0.01454% | 0.01571% | 0.01673%
TAS1 | PHES Pump | bar: 2026-27 to 2050-51
TAS1 | VPP Pump | 8.125% | 14.83% | 19.75% | 14.97% | 14.53% | 14.53% | 10.01% | 10.2% | 9.913% | 11.92% | 12.86% | 11.67% | 12.23% | 13.05% | 13.48% | 13.06% | 13.12% | 12.08% | 13.29% | 12.65% | 10.91% | 10.86% | 10.61% | 11.68% | 11.1%

## BaseCase_Generation
Annual sent-out generation by technology (GWh) - BaseCase, Step Change Scenario
Non-scheduled generation including Distributed PV is not shown.
Region | Technology | 2026-27 | 2027-28 | 2028-29 | 2029-30 | 2030-31 | 2031-32 | 2032-33 | 2033-34 | 2034-35 | 2035-36 | 2036-37 | 2037-38 | 2038-39 | 2039-40 | 2040-41 | 2041-42 | 2042-43 | 2043-44 | 2044-45 | 2045-46 | 2046-47 | 2047-48 | 2048-49 | 2049-50 | 2050-51
NEM | Black Coal | 68992.161 | 67559.5908 | 66851.2139 | 20961.5499 | 24833.8906 | 23405.6954 | 23962.0142 | 20416.4597 | 18526.8724 | 17468.7134 | 16088.1116 | 16834.8405 | 10846.046 | 10903.8242 | 3715.7639 | 3328.7528 | 0.00086867 | 0.00076227 | 0.00065912 | 0.00052085 | 0.00049917 | 0.00040372 | 0.00041165 | 0.00044964 | 0.00059065
NEM | Brown Coal | 25835.0312 | 24047.4566 | 15756.6015 | 3246.8019 | 0.0014732 | 0.00062595 | 0.00056917 | 0.00066732 | 0.00053944 | 0.0002391 | 0.00013017 | 0.00013304 | 7.88e-05 | 5.9542e-05 | 8.7205e-05 | 8.8143e-05 | 8.4149e-05 | 8.7303e-05 | 8.2651e-05 | 6.2613e-05 | 6.7855e-05 | 0 | 0 | 0 | 0
NEM | CCGT | 4842.7617 | 4795.7766 | 7571.3866 | 8896.2089 | 8273.7109 | 7479.1617 | 8884.1473 | 10534.4926 | 8766.8388 | 7628.8208 | 7072.79 | 5989.9376 | 5887.6317 | 5366.6986 | 5455.2141 | 5002.4291 | 5562.6866 | 3647.6703 | 2892.0346 | 1832.182 | 1039.0835 | 938.6121 | 994.2343 | 974.5892 | 0.00092768
NEM | Gas - Steam | 46.7269 | 48.5173 | 784.3687 | 307.43 | 1074.3741 | 834.7673 | 1142.2233 | 1342.2245 | 785.41 | 384.9497 | 401.9661 | 416.9241 | 648.9141 | 0 | 0 | 0 | 0 | 0 | 0 | 0 | 0 | 0 | 0 | 0 | 0
NEM | OCGT / Diesel | 321.6696 | 316.3402 | 2558.2757 | 7689.2727 | 4746.2962 | 4325.3541 | 5928.662 | 7279.9834 | 6441.5742 | 4469.0869 | 4340.68 | 6043.9105 | 9037.6629 | 9880.9503 | 11862.3375 | 10190.7486 | 9167.291 | 12320.9627 | 9034.3764 | 10897.4617 | 12182.923 | 11988.0654 | 13651.8146 | 14449.4205 | 17619.3349
NEM | Hydro | 16959.9937 | 14950.9702 | 17873.2379 | 15209.5293 | 14968.9685 | 14829.8585 | 15143.0888 | 16530.556 | 16198.9335 | 15479.1236 | 13807.9755 | 16002.3341 | 14179.7356 | 13069.0897 | 12585.472 | 12236.4388 | 13233.2426 | 13303.7357 | 12630.1941 | 11457.5476 | 14757.7094 | 12714.4913 | 11905.3694 | 11913.0148 | 12174.1594
NEM | Hydrogen Turbine | 0 | 0 | 0 | 0 | 0 | 0 | 0 | 0 | 0 | 0 | 0 | 0 | 0 | 0 | 0 | 0 | 0 | 0 | 0 | 0 | 0 | 0 | 0 | 0 | 0
NEM | Wind | 43769.4389 | 49181.082 | 54292.6944 | 90708.0573 | 92136.3248 | 96354.0653 | 94039.2206 | 94967.8343 | 101791.5867 | 108924.3986 | 118540.7877 | 128640.6487 | 128999.1378 | 129622.3382 | 130000.9029 | 126621.5437 | 128236.5628 | 124051.7735 | 126709.001 | 126259.3263 | 129188.0358 | 126743.8792 | 123316.122 | 124044.9812 | 120991.8339
NEM | Solar PV | 23706.0029 | 25431.7154 | 24092.9324 | 43544.8109 | 48136.2919 | 48444.7008 | 48289.7137 | 48116.4084 | 52899.1416 | 54566.7598 | 53874.2918 | 47338.7622 | 49865.2509 | 50435.7287 | 57554.7666 | 67592.7956 | 73341.7077 | 84177.9189 | 87261.8994 | 90753.7556 | 89245.558 | 89671.3669 | 88143.9026 | 85648.9019 | 89633.0296
NEM | Grid Battery | 2136.5011 | 3275.7713 | 4609.912 | 14561.0549 | 15576.5449 | 15222.6283 | 15861.0094 | 15477.5162 | 17748.3984 | 18600.1014 | 18112.68 | 17491.7152 | 17470.0168 | 19611.923 | 19067.8731 | 28180.3441 | 28008.1488 | 28528.6336 | 30234.2496 | 31536.4106 | 31755.6523 | 30963.3472 | 31851.1471 | 25460.8502 | 27816.3831
NEM | PHES | 1115.6248 | 1101.0443 | 992.8358 | 2918.8672 | 9506.0771 | 9526.1837 | 9852.4616 | 9715.6162 | 9992.4133 | 10960.6538 | 10592.8666 | 9699.953 | 9161.2241 | 8870.0578 | 8744.7757 | 8188.556 | 8470.7999 | 8316.7405 | 8091.3467 | 8245.7446 | 8321.4144 | 6841.6325 | 5845.8858 | 7092.3606 | 8954.5904
NEM | VPP | 329.1318 | 441.0878 | 561.666 | 718.817 | 1006.4875 | 1328.7922 | 1761.2899 | 2212.487 | 2582.6808 | 3265.7452 | 3919.4475 | 4467.9647 | 5363.6869 | 6290.6224 | 6944.9605 | 8282.4922 | 9356.9362 | 10526.9162 | 11922.1256 | 13540.8729 | 14614.5699 | 16234.0167 | 17722.1981 | 18937.8511 | 20643.9956
NEM | USE / DSP | 0.12802 | 0.46475 | 1.763 | 741.4851 | 1.0904 | 3.5692e-05 | 18.0637 | 9.4156 | 21.4419 | 19.5625 | 18.3211 | 60.9565 | 34.8312 | 124.0711 | 122.0977 | 111.9485 | 106.0527 | 187.9989 | 178.1904 | 231.9941 | 337.5186 | 334.3712 | 389.6978 | 459.8959 | 104.1808
Total |  | 188055.1716 | 191149.8173 | 195946.8877 | 209503.8853 | 220260.0583 | 221751.208 | 224881.8949 | 226602.9946 | 235755.2921 | 241767.9159 | 246769.9179 | 252987.9471 | 251494.1381 | 254175.3041 | 256054.1642 | 269736.0495 | 275483.4293 | 285062.3511 | 288953.4184 | 294755.296 | 301442.4654 | 296429.7828 | 293820.3722 | 288981.866 | 297937.5091
Region | Technology | 2026-27 | 2027-28 | 2028-29 | 2029-30 | 2030-31 | 2031-32 | 2032-33 | 2033-34 | 2034-35 | 2035-36 | 2036-37 | 2037-38 | 2038-39 | 2039-40 | 2040-41 | 2041-42 | 2042-43 | 2043-44 | 2044-45 | 2045-46 | 2046-47 | 2047-48 | 2048-49 | 2049-50 | 2050-51
NSW1 | Black Coal | 30756.8307 | 28195.9911 | 26347.3947 | 9373.4252 | 11441.7004 | 10582.2015 | 10873.3342 | 7924.0576 | 7290.0307 | 6229.4649 | 5280.5772 | 5510.5237 | 1114.0502 | 1070.4105 | 0 | 0 | 0 | 0 | 0 | 0 | 0 | 0 | 0 | 0 | 0
NSW1 | Brown Coal | 0 | 0 | 0 | 0 | 0 | 0 | 0 | 0 | 0 | 0 | 0 | 0 | 0 | 0 | 0 | 0 | 0 | 0 | 0 | 0 | 0 | 0 | 0 | 0 | 0
NSW1 | CCGT | 1528.6973 | 1067.7305 | 1572.7435 | 1757.4574 | 1656.4519 | 1448.2356 | 1964.0973 | 1969.3401 | 1862.3377 | 1589.2597 | 1444.3779 | 1452.4295 | 1300.978 | 1538.0132 | 1497.1553 | 1401.5407 | 1627.6541 | 9.3416e-05 | 9.0325e-05 | 9.2534e-05 | 0.00010361 | 0.00010399 | 0.00010326 | 0.00010412 | 0.00022408
NSW1 | Gas - Steam | 0 | 0 | 0 | 0 | 0 | 0 | 0 | 0 | 0 | 0 | 0 | 0 | 0 | 0 | 0 | 0 | 0 | 0 | 0 | 0 | 0 | 0 | 0 | 0 | 0
NSW1 | OCGT / Diesel | 30.2795 | 98.5302 | 664.9965 | 3706.335 | 2201.132 | 2258.7972 | 2528.3643 | 4136.406 | 3180.3685 | 2170.8797 | 1753.4345 | 2055.4834 | 4587.5716 | 4126.0084 | 5610.0283 | 3499.2614 | 3643.302 | 5878.7911 | 4738.4356 | 5265.9019 | 6207.631 | 7451.8167 | 7410.1358 | 8813.1959 | 9309.1816
NSW1 | Hydro | 3447.2579 | 2839.5842 | 4357.9962 | 3462.6969 | 2991.6774 | 3005.6575 | 2863.3508 | 3379.9919 | 3442.2996 | 3357.2949 | 2826.2455 | 3983.5563 | 3270.4347 | 2858.6547 | 2824.4753 | 2589.9592 | 3021.6314 | 3226.0825 | 3056.8386 | 2502.5455 | 3873.5887 | 2959.2016 | 2593.4507 | 2627.3979 | 2749.7765
NSW1 | Hydrogen Turbine | 0 | 0 | 0 | 0 | 0 | 0 | 0 | 0 | 0 | 0 | 0 | 0 | 0 | 0 | 0 | 0 | 0 | 0 | 0 | 0 | 0 | 0 | 0 | 0 | 0
NSW1 | Wind | 11280.5211 | 13915.6825 | 17649.0696 | 22344.9402 | 23886.669 | 24546.9234 | 24593.1095 | 24543.1282 | 24627.8536 | 26097.7356 | 33225.7032 | 39544.7587 | 35739.6646 | 36860.8363 | 35295.6945 | 36001.6924 | 34938.4497 | 32364.0566 | 33478.405 | 34025.9641 | 34405.1365 | 30626.6823 | 30473.6745 | 28795.5081 | 30298.5329
NSW1 | Solar PV | 13036.2026 | 14386.4974 | 13217.2775 | 16986.9686 | 18549.355 | 18167.7553 | 18434.818 | 18044.5145 | 17580.8118 | 18690.9277 | 17951.4027 | 15295.5336 | 15911.8779 | 16379.8952 | 17247.6911 | 21045.9946 | 23232.1155 | 27274.0351 | 28899.6556 | 29526.6278 | 29824.1034 | 29002.6563 | 29165.344 | 27003.2901 | 28468.9659
NSW1 | Grid Battery | 307.384 | 1346.3927 | 1332.565 | 4356.2541 | 4724.699 | 4582.9381 | 4812.494 | 4593.1858 | 4562.2224 | 4909.4327 | 4691.1887 | 4247.6898 | 4226.6212 | 4608.3147 | 4517.2846 | 6874.5617 | 6553.8841 | 6497.1016 | 6948.3277 | 7119.0742 | 6792.3817 | 5791.1814 | 5930.0816 | 3683.2848 | 3962.3688
NSW1 | PHES | 417.5577 | 411.9934 | 412.0108 | 2316.4158 | 4491.2131 | 4585.1913 | 4750.4209 | 4544.9523 | 4472.537 | 5204.0207 | 4980.8792 | 4778.9367 | 3973.4345 | 3901.2759 | 3507.3906 | 3463.1493 | 3545.0443 | 3332.0283 | 3324.8062 | 3387.7017 | 4104.2743 | 2738.1104 | 2613.3714 | 3216.1932 | 3944.6145
NSW1 | VPP | 124.3 | 168.3299 | 224.8729 | 283.7773 | 384.7134 | 495.9316 | 653.5591 | 804.2934 | 970.0033 | 1215.5063 | 1448.0804 | 1651.2169 | 2018.4844 | 2343.0239 | 2660.1401 | 3148.0708 | 3529.3875 | 3991.093 | 4487.1946 | 5032.1348 | 5520.5376 | 6172.312 | 6636.783 | 7156.8203 | 7665.672
NSW1 | USE / DSP | 4.849e-06 | 0.32779 | 0.11877 | 74.573 | 7.9456e-06 | 8.3679e-06 | 1.1044 | 1.1478 | 0.074013 | 0.46401 | 0.081012 | 5.3363 | 0.030018 | 5.889 | 1.538 | 2.3333 | 0.45203 | 2.953 | 2.7407 | 1.9241 | 5.3014 | 4.444 | 8.7652 | 5.654 | 1.12
Total |  | 60929.0308 | 62431.0596 | 65779.0456 | 64662.8435 | 70327.6111 | 69673.6316 | 71474.6524 | 69941.0176 | 67988.5385 | 69464.9863 | 73601.9703 | 78525.4649 | 72143.1473 | 73692.3218 | 73161.3979 | 78026.5634 | 80091.9206 | 82566.1413 | 84936.404 | 86861.8742 | 90732.9547 | 84746.4047 | 84831.6063 | 81301.3443 | 86400.2326
Region | Technology | 2026-27 | 2027-28 | 2028-29 | 2029-30 | 2030-31 | 2031-32 | 2032-33 | 2033-34 | 2034-35 | 2035-36 | 2036-37 | 2037-38 | 2038-39 | 2039-40 | 2040-41 | 2041-42 | 2042-43 | 2043-44 | 2044-45 | 2045-46 | 2046-47 | 2047-48 | 2048-49 | 2049-50 | 2050-51
QLD1 | Black Coal | 38235.3303 | 39363.5997 | 40503.8192 | 11588.1247 | 13392.1902 | 12823.4939 | 13088.68 | 12492.4021 | 11236.8417 | 11239.2485 | 10807.5344 | 11324.3168 | 9731.9958 | 9833.4137 | 3715.7639 | 3328.7528 | 0.00086867 | 0.00076227 | 0.00065912 | 0.00052085 | 0.00049917 | 0.00040372 | 0.00041165 | 0.00044964 | 0.00059065
QLD1 | Brown Coal | 0 | 0 | 0 | 0 | 0 | 0 | 0 | 0 | 0 | 0 | 0 | 0 | 0 | 0 | 0 | 0 | 0 | 0 | 0 | 0 | 0 | 0 | 0 | 0 | 0
QLD1 | CCGT | 2219.4886 | 2228.6301 | 3837.4675 | 5470.3587 | 4688.1802 | 4396.7004 | 5034.453 | 6510.3887 | 5042.6896 | 4559.971 | 4168.9502 | 4537.508 | 4586.6536 | 3828.6853 | 3958.0587 | 3600.8883 | 3935.0323 | 3647.6701 | 2892.0344 | 1832.1817 | 1039.0832 | 938.6118 | 994.2341 | 974.589 | 0.00044174
QLD1 | Gas - Steam | 0 | 0 | 0 | 0 | 0 | 0 | 0 | 0 | 0 | 0 | 0 | 0 | 0 | 0 | 0 | 0 | 0 | 0 | 0 | 0 | 0 | 0 | 0 | 0 | 0
QLD1 | OCGT / Diesel | 7.1269 | 9.1765 | 54.4128 | 1381.5163 | 323.0176 | 162.7434 | 567.6701 | 518.2814 | 950.1948 | 799.7315 | 1157.4158 | 1453.575 | 1966.8424 | 2005.5551 | 2663.7765 | 2004.9865 | 2435.8712 | 2361.4922 | 1835.6401 | 2420.5743 | 1928.8782 | 1461.2812 | 1858.6944 | 850.8849 | 424.5739
QLD1 | Hydro | 678.9309 | 651.5184 | 686.4112 | 681.8048 | 693.728 | 685.2111 | 630.1743 | 698.1109 | 669.978 | 677.0367 | 677.8379 | 220.0382 | 204.1372 | 181.186 | 195.0341 | 203.0269 | 4.2184e-07 | 3.3006e-07 | 3.0639e-07 | 2.8481e-07 | 2.7792e-07 | 2.6486e-07 | 0.95609 | 2.8891e-07 | 8.3392e-07
QLD1 | Hydrogen Turbine | 0 | 0 | 0 | 0 | 0 | 0 | 0 | 0 | 0 | 0 | 0 | 0 | 0 | 0 | 0 | 0 | 0 | 0 | 0 | 0 | 0 | 0 | 0 | 0 | 0
QLD1 | Wind | 7055.9359 | 7288.0773 | 7440.7177 | 23146.8259 | 24368.5579 | 24308.4532 | 24629.2882 | 23219.3201 | 27046.0949 | 27536.2136 | 27356.0466 | 32389.5033 | 32143.4363 | 32677.9065 | 31511.4309 | 32740.6157 | 33921.9935 | 33198.4062 | 33132.6841 | 32705.02 | 35961.5095 | 35143.6398 | 34712.2612 | 34164.2493 | 35549.9034
QLD1 | Solar PV | 6468.3702 | 6533.0446 | 6575.6657 | 14954.341 | 17250.7261 | 18189.0191 | 17732.345 | 18296.9487 | 21593.3086 | 21776.1163 | 21624.6996 | 18173.4248 | 20034.7853 | 20359.6191 | 26727.0802 | 30470.1896 | 34587.7373 | 37132.0669 | 37882.6341 | 39915.5378 | 40730.2226 | 42467.7618 | 41554.729 | 42362.6619 | 44393.0076
QLD1 | Grid Battery | 157.635 | 152.5632 | 1160.656 | 4514.3721 | 4551.7905 | 4618.8242 | 4665.1269 | 4664.8236 | 4642.2025 | 4791.939 | 4728.5669 | 4961.9065 | 5266.8549 | 6667.8155 | 6981.0314 | 11754.802 | 12094.0281 | 12201.0931 | 13135.8295 | 13637.9229 | 15555.411 | 16171.9218 | 17204.1584 | 15298.3102 | 16459.0837
QLD1 | PHES | 698.0671 | 689.0509 | 580.8248 | 602.4511 | 5014.8637 | 4940.9921 | 5102.0403 | 5170.6636 | 5519.8757 | 5756.6325 | 5611.9868 | 4921.0156 | 5187.7889 | 4968.7812 | 5237.3844 | 4725.4059 | 4925.7549 | 4984.7114 | 4766.5396 | 4858.042 | 4217.1391 | 4103.5211 | 3232.5133 | 3876.1663 | 5009.9746
QLD1 | VPP | 50.3223 | 69.3659 | 98.4574 | 144.3618 | 214.6664 | 298.3752 | 400.4815 | 516.1752 | 654.1774 | 823.9305 | 1017.1948 | 1207.0609 | 1469.7666 | 1724.9057 | 2004.4277 | 2336.554 | 2678.8959 | 3022.0623 | 3401.7458 | 3795.1609 | 4140.4027 | 4622.9924 | 5005.9593 | 5472.1537 | 5775.3606
QLD1 | USE / DSP | 4.7151e-06 | 5.1327e-06 | 0.60581 | 366.3444 | 7.1921e-06 | 7.5733e-06 | 1.525 | 1.4213 | 0.61601 | 3.073 | 0.83301 | 12.477 | 2.3463e-05 | 44.6416 | 45.4057 | 35.5217 | 30.644 | 55.502 | 53.357 | 90.2123 | 163.8133 | 147.0756 | 169.0553 | 217.9905 | 62.3337
Total |  | 55571.2072 | 56985.0265 | 60939.038 | 62850.501 | 70497.7206 | 70423.8126 | 71851.7843 | 72088.5357 | 77355.9793 | 77963.8924 | 77151.066 | 79200.826 | 80592.261 | 82292.5096 | 83039.3934 | 91200.7436 | 94609.9581 | 96603.0051 | 97100.4652 | 99254.6525 | 103736.4601 | 105056.8059 | 104732.5614 | 103217.0061 | 107674.2385
Region | Technology | 2026-27 | 2027-28 | 2028-29 | 2029-30 | 2030-31 | 2031-32 | 2032-33 | 2033-34 | 2034-35 | 2035-36 | 2036-37 | 2037-38 | 2038-39 | 2039-40 | 2040-41 | 2041-42 | 2042-43 | 2043-44 | 2044-45 | 2045-46 | 2046-47 | 2047-48 | 2048-49 | 2049-50 | 2050-51
VIC1 | Black Coal | 0 | 0 | 0 | 0 | 0 | 0 | 0 | 0 | 0 | 0 | 0 | 0 | 0 | 0 | 0 | 0 | 0 | 0 | 0 | 0 | 0 | 0 | 0 | 0 | 0
VIC1 | Brown Coal | 25835.0312 | 24047.4566 | 15756.6015 | 3246.8019 | 0.0014732 | 0.00062595 | 0.00056917 | 0.00066732 | 0.00053944 | 0.0002391 | 0.00013017 | 0.00013304 | 7.88e-05 | 5.9542e-05 | 8.7205e-05 | 8.8143e-05 | 8.4149e-05 | 8.7303e-05 | 8.2651e-05 | 6.2613e-05 | 6.7855e-05 | 0 | 0 | 0 | 0
VIC1 | CCGT | 0 | 0 | 0 | 0 | 0 | 0 | 0 | 0 | 0 | 0 | 0 | 0 | 0 | 0 | 0 | 0 | 0 | 0 | 0 | 0 | 0 | 0 | 0 | 0 | 0
VIC1 | Gas - Steam | 46.7269 | 48.5173 | 784.3687 | 307.43 | 1074.3741 | 834.7673 | 1142.2233 | 1342.2245 | 785.41 | 384.9497 | 401.9661 | 416.9241 | 648.9141 | 0 | 0 | 0 | 0 | 0 | 0 | 0 | 0 | 0 | 0 | 0 | 0
VIC1 | OCGT / Diesel | 56.2103 | 37.8471 | 533.3846 | 1349.8533 | 1172.1013 | 902.8581 | 1622.9028 | 1264.3412 | 1117.1011 | 706.5388 | 669.6208 | 1602.2813 | 1400.9938 | 2698.1371 | 2545.0042 | 3715.1896 | 2133.4319 | 3127.7784 | 2073.5871 | 2768.7897 | 3590.1708 | 2637.0716 | 3874.0767 | 4261.6686 | 7195.5312
VIC1 | Hydro | 3264.8172 | 2743.5874 | 4100.9824 | 3412.6082 | 2949.5658 | 2961.2011 | 2710.5297 | 3304.0296 | 3396.3617 | 3230.2924 | 2709.8639 | 4074.1345 | 3395.1252 | 2957.7371 | 2944.4432 | 2690.5104 | 3282.1153 | 3404.0745 | 3222.1847 | 2713.0055 | 4073.4882 | 3421.1107 | 2952.5813 | 2958.5589 | 2686.2362
VIC1 | Hydrogen Turbine | 0 | 0 | 0 | 0 | 0 | 0 | 0 | 0 | 0 | 0 | 0 | 0 | 0 | 0 | 0 | 0 | 0 | 0 | 0 | 0 | 0 | 0 | 0 | 0 | 0
VIC1 | Wind | 14578.8415 | 15029.0566 | 15316.3761 | 27932.8775 | 26906.4605 | 29830.111 | 28235.0914 | 30837.5565 | 33895.8785 | 38100.4496 | 41021.5756 | 39824.3772 | 43369.1892 | 43175.7056 | 45772.2124 | 41579.9145 | 42893.5745 | 43084.0905 | 43933.268 | 43675.1028 | 41162.8113 | 43256.5637 | 40946.6248 | 43378.9392 | 39067.9365
VIC1 | Solar PV | 2630.3719 | 2608.518 | 2552.7075 | 6832.8459 | 7629.1445 | 7316.9657 | 7475.257 | 7311.4702 | 8949.6399 | 9229.1035 | 9241.4715 | 7989.3414 | 8107.6382 | 7824.6343 | 7596.1866 | 7755.2273 | 7546.1683 | 8992.684 | 9532.2052 | 9788.3154 | 8721.9353 | 8743.7496 | 8407.3311 | 7572.0764 | 7797.6144
VIC1 | Grid Battery | 1373.7345 | 1429.8381 | 1303.097 | 3703.8798 | 4168.1428 | 4014.7223 | 4241.7541 | 4108.4853 | 6532.4525 | 6827.0547 | 6608.0033 | 6043.1424 | 5800.3118 | 5772.3141 | 5177.2758 | 5426.1209 | 5394.4385 | 5271.8939 | 5533.2216 | 5809.9829 | 5006.7003 | 4835.9924 | 4910.63 | 3183.0933 | 3359.3934
VIC1 | PHES | 0 | 0 | 5.1359e-05 | 9.7585e-05 | 0.00010975 | 0.0001124 | 0.00011962 | 0.00011745 | 0.00022149 | 0.00023889 | 0.00024319 | 0.00024431 | 0.00024118 | 0.00025766 | 0.00025585 | 0.00027296 | 0.00026678 | 0.00030679 | 0.00033607 | 0.00033146 | 0.0003334 | 0.0003271 | 0.00033774 | 0.00036424 | 0.00041876
VIC1 | VPP | 62.8021 | 91.1825 | 109.9989 | 158.5344 | 243.7141 | 333.6904 | 463.5235 | 597.565 | 625.26 | 820.1157 | 969.9372 | 1057.1215 | 1227.24 | 1472.6442 | 1458.6707 | 1827.0723 | 2050.0335 | 2316.2621 | 2661.3461 | 3171.2832 | 3299.1924 | 3623.1369 | 4134.0979 | 4248.5294 | 4998.1529
VIC1 | USE / DSP | 4.5806e-06 | 0.0030053 | 0.010008 | 23.4407 | 0.012008 | 8.9928e-06 | 3.4124 | 0.12301 | 0.27901 | 0.59401 | 0.20101 | 14.686 | 0.17602 | 9.163 | 1.285 | 3.0964 | 0.61003 | 1.9361 | 23.2263 | 2.7729 | 8.5548 | 4.1285 | 5.0467 | 5.5692 | 0.63402
Total |  | 47848.5356 | 46036.0067 | 40457.5267 | 46968.2719 | 44143.5168 | 46194.3167 | 45894.6949 | 48765.7962 | 55302.3836 | 59299.0989 | 61622.6398 | 61022.0088 | 63949.5887 | 63910.3358 | 65495.0783 | 62997.1317 | 63300.3725 | 66198.72 | 66979.0393 | 67929.2528 | 65862.8535 | 66521.7538 | 65230.3889 | 65608.4353 | 65105.499
Region | Technology | 2026-27 | 2027-28 | 2028-29 | 2029-30 | 2030-31 | 2031-32 | 2032-33 | 2033-34 | 2034-35 | 2035-36 | 2036-37 | 2037-38 | 2038-39 | 2039-40 | 2040-41 | 2041-42 | 2042-43 | 2043-44 | 2044-45 | 2045-46 | 2046-47 | 2047-48 | 2048-49 | 2049-50 | 2050-51
SA1 | Black Coal | 0 | 0 | 0 | 0 | 0 | 0 | 0 | 0 | 0 | 0 | 0 | 0 | 0 | 0 | 0 | 0 | 0 | 0 | 0 | 0 | 0 | 0 | 0 | 0 | 0
SA1 | Brown Coal | 0 | 0 | 0 | 0 | 0 | 0 | 0 | 0 | 0 | 0 | 0 | 0 | 0 | 0 | 0 | 0 | 0 | 0 | 0 | 0 | 0 | 0 | 0 | 0 | 0
SA1 | CCGT | 1094.5758 | 1499.4161 | 2161.1755 | 1668.3927 | 1929.0787 | 1634.2256 | 1885.597 | 2054.7638 | 1861.8115 | 1479.5901 | 1459.4619 | 0.000106 | 0.00010599 | 0.00010416 | 0.00010322 | 0.0001016 | 0.00010382 | 0.00010201 | 9.8425e-05 | 9.937e-05 | 0.00010134 | 0.00010262 | 0.0001009 | 0.00010066 | 0.00020412
SA1 | Gas - Steam | 0 | 0 | 0 | 0 | 0 | 0 | 0 | 0 | 0 | 0 | 0 | 0 | 0 | 0 | 0 | 0 | 0 | 0 | 0 | 0 | 0 | 0 | 0 | 0 | 0
SA1 | OCGT / Diesel | 228.0529 | 170.7864 | 1305.4817 | 1251.5681 | 1049.5534 | 1000.9554 | 1209.5222 | 1359.3968 | 1193.9098 | 790.3893 | 760.2088 | 932.0264 | 1081.9487 | 1050.3609 | 1043.5284 | 970.404 | 954.6859 | 952.9008 | 385.9463 | 441.8525 | 456.243 | 437.5363 | 508.9076 | 523.4233 | 690.0481
SA1 | Hydro | 0 | 0 | 0 | 0 | 0 | 0 | 0 | 0 | 0 | 0 | 0 | 0 | 0 | 0 | 0 | 0 | 0 | 0 | 0 | 0 | 0 | 0 | 0 | 0 | 0
SA1 | Hydrogen Turbine | 0 | 0 | 0 | 0 | 0 | 0 | 0 | 0 | 0 | 0 | 0 | 0 | 0 | 0 | 0 | 0 | 0 | 0 | 0 | 0 | 0 | 0 | 0 | 0 | 0
SA1 | Wind | 7703.2853 | 8408.7481 | 8646.6688 | 11351.7056 | 11250.1186 | 11555.1398 | 10539.2359 | 10364.1372 | 9911.412 | 10863.1761 | 10248.0528 | 10265.8683 | 11067.441 | 10528.4255 | 10965.598 | 9998.9397 | 10286.7251 | 8985.5749 | 9907.5628 | 9254.2678 | 11157.1616 | 11167.5997 | 11022.6534 | 11472.0381 | 10770.0918
SA1 | Solar PV | 1571.0581 | 1903.6555 | 1747.2816 | 4770.6555 | 4707.0662 | 4770.9607 | 4647.2937 | 4463.475 | 4775.3812 | 4870.6123 | 5056.7179 | 5880.4623 | 5810.9494 | 5871.58 | 5983.8086 | 8321.3839 | 7975.6864 | 10779.1328 | 10947.4043 | 11523.2745 | 9969.2966 | 9457.199 | 9016.4983 | 8710.8734 | 8973.4415
SA1 | Grid Battery | 297.7474 | 346.9769 | 813.5936 | 1986.5485 | 2131.9122 | 2006.1432 | 2141.634 | 2111.021 | 2011.5203 | 2071.6743 | 2084.9204 | 2238.9758 | 2176.2279 | 2563.4776 | 2392.2801 | 4124.8583 | 3965.7967 | 4558.5435 | 4616.8691 | 4969.4289 | 4401.1574 | 4164.2496 | 3806.275 | 3296.1597 | 4035.5347
SA1 | PHES | 0 | 0 | 2.2405e-05 | 3.4134e-05 | 3.8514e-05 | 3.9652e-05 | 4.6857e-05 | 4.6572e-05 | 4.7602e-05 | 6.0835e-05 | 6.1443e-05 | 7.1977e-05 | 7.2151e-05 | 7.922e-05 | 7.9839e-05 | 9.2145e-05 | 9.1281e-05 | 0.00010535 | 0.00012134 | 0.00012319 | 0.00012824 | 0.0001275 | 0.00013383 | 0.00015584 | 0.00016778
SA1 | VPP | 89.9189 | 108.9576 | 123.993 | 125.4919 | 153.6551 | 187.1232 | 228.6494 | 274.8926 | 309.829 | 371.3604 | 439.1647 | 503.4446 | 586.9305 | 671.1395 | 724.8848 | 859.355 | 968.1962 | 1059.0995 | 1195.8546 | 1352.1105 | 1467.7569 | 1606.6774 | 1717.167 | 1781.7561 | 1912.1577
SA1 | USE / DSP | 0.12801 | 0.13394 | 1.0284 | 277.127 | 1.0784 | 8.8836e-06 | 12.0218 | 6.7236 | 20.4729 | 15.4314 | 17.206 | 28.4571 | 34.6252 | 64.3775 | 73.8689 | 70.7181 | 74.3466 | 127.6078 | 98.8664 | 137.0848 | 159.8492 | 178.7231 | 206.8306 | 230.6822 | 40.093
Total |  | 10984.7664 | 12438.6745 | 14799.2227 | 21431.4893 | 21222.4626 | 21154.548 | 20663.9541 | 20634.41 | 20084.3367 | 20462.2339 | 20065.7326 | 19849.2346 | 20758.1228 | 20749.3613 | 21183.9691 | 24345.6593 | 24225.437 | 26462.8595 | 27152.5038 | 27678.0191 | 27611.4649 | 27011.9853 | 26278.3321 | 26014.933 | 26421.3671
Region | Technology | 2026-27 | 2027-28 | 2028-29 | 2029-30 | 2030-31 | 2031-32 | 2032-33 | 2033-34 | 2034-35 | 2035-36 | 2036-37 | 2037-38 | 2038-39 | 2039-40 | 2040-41 | 2041-42 | 2042-43 | 2043-44 | 2044-45 | 2045-46 | 2046-47 | 2047-48 | 2048-49 | 2049-50 | 2050-51
TAS1 | Black Coal | 0 | 0 | 0 | 0 | 0 | 0 | 0 | 0 | 0 | 0 | 0 | 0 | 0 | 0 | 0 | 0 | 0 | 0 | 0 | 0 | 0 | 0 | 0 | 0 | 0
TAS1 | Brown Coal | 0 | 0 | 0 | 0 | 0 | 0 | 0 | 0 | 0 | 0 | 0 | 0 | 0 | 0 | 0 | 0 | 0 | 0 | 0 | 0 | 0 | 0 | 0 | 0 | 0
TAS1 | CCGT | 8.8554e-06 | 8.8019e-06 | 8.8174e-06 | 7.5417e-06 | 1.4865e-05 | 1.5709e-05 | 1.7252e-05 | 1.7254e-05 | 1.7071e-05 | 1.7696e-05 | 1.8411e-05 | 1.9447e-05 | 2.0401e-05 | 2.112e-05 | 2.2353e-05 | 2.3525e-05 | 2.4623e-05 | 2.5296e-05 | 2.6768e-05 | 2.8258e-05 | 2.9691e-05 | 3.15e-05 | 3.3125e-05 | 3.5124e-05 | 5.774e-05
TAS1 | Gas - Steam | 0 | 0 | 0 | 0 | 0 | 0 | 0 | 0 | 0 | 0 | 0 | 0 | 0 | 0 | 0 | 0 | 0 | 0 | 0 | 0 | 0 | 0 | 0 | 0 | 0
TAS1 | OCGT / Diesel | 1.3138e-05 | 1.2548e-05 | 1.3371e-05 | 5.896e-06 | 0.49194 | 1.6446e-05 | 0.20257 | 1.5579 | 1.7261e-05 | 1.5476 | 1.8779e-05 | 0.54451 | 0.30637 | 0.88878 | 1.6624e-05 | 0.90709 | 1.8337e-05 | 1.8914e-05 | 0.7673 | 0.34338 | 2.2093e-05 | 0.35961 | 2.4552e-05 | 0.24793 | 3.0089e-05
TAS1 | Hydro | 9568.9878 | 8716.2802 | 8727.8482 | 7652.4193 | 8333.9974 | 8177.7888 | 8939.034 | 9148.4236 | 8690.2942 | 8214.4996 | 7594.0282 | 7724.605 | 7310.0384 | 7071.5119 | 6621.5194 | 6752.9424 | 6929.4959 | 6673.5786 | 6351.1708 | 6241.9965 | 6810.6325 | 6334.179 | 6358.3814 | 6327.058 | 6738.1466
TAS1 | Hydrogen Turbine | 0 | 0 | 0 | 0 | 0 | 0 | 0 | 0 | 0 | 0 | 0 | 0 | 0 | 0 | 0 | 0 | 0 | 0 | 0 | 0 | 0 | 0 | 0 | 0 | 0
TAS1 | Wind | 3150.855 | 4539.5174 | 5239.8622 | 5931.7081 | 5724.5189 | 6113.4377 | 6042.4957 | 6003.6922 | 6310.3477 | 6326.8238 | 6689.4095 | 6616.1412 | 6679.4067 | 6379.4643 | 6455.9671 | 6300.3813 | 6195.82 | 6419.6453 | 6257.0811 | 6598.9716 | 6501.4169 | 6549.3937 | 6160.9082 | 6234.2466 | 5305.3694
TAS1 | Solar PV | 2.0417e-05 | 2.45e-05 | 2.3855e-05 | 4.5121e-05 | 4.7175e-05 | 4.4279e-05 | 4.9232e-05 | 5.5184e-05 | 4.58e-05 | 4.7062e-05 | 4.9311e-05 | 4.542e-05 | 5.3814e-05 | 0.00013036 | 0.00012134 | 0.00012719 | 0.00014898 | 0.00014055 | 0.00014761 | 0.00014967 | 0.00013366 | 0.0001498 | 0.00015781 | 0.00014967 | 0.00016158
TAS1 | Grid Battery | 0.00022046 | 0.00035681 | 0.00036964 | 0.00037196 | 0.00038893 | 0.00042192 | 0.00042212 | 0.00048323 | 0.00061234 | 0.00069739 | 0.00074404 | 0.00083273 | 0.00091404 | 0.0010926 | 0.00117 | 0.0012977 | 0.0013621 | 0.001487 | 0.0016317 | 0.0017412 | 0.0018446 | 0.0019941 | 0.0021439 | 0.0023164 | 0.002467
TAS1 | PHES | 0 | 0 | 0.00012042 | 0.00012661 | 0.00016047 | 0.00017352 | 0.0001909 | 0.00020903 | 0.00023844 | 0.00026038 | 0.00027422 | 0.00029549 | 0.00031581 | 0.00034281 | 0.00036269 | 0.00039878 | 0.00041593 | 0.00044898 | 0.00049296 | 0.00051895 | 0.00054977 | 0.0005914 | 0.00063081 | 0.00068386 | 0.00072324
TAS1 | VPP | 1.7886 | 3.2519 | 4.3438 | 6.6516 | 9.7385 | 13.6719 | 15.0764 | 19.5607 | 23.4111 | 34.8323 | 45.0703 | 49.1208 | 61.2655 | 78.909 | 96.8372 | 111.44 | 130.4232 | 138.3993 | 175.9845 | 190.1835 | 186.6802 | 208.898 | 228.191 | 278.5916 | 292.6524
TAS1 | USE / DSP | 1.3822e-06 | 1.4431e-06 | 1.531e-06 | 1.6413e-06 | 1.7611e-06 | 1.874e-06 | 2.0381e-06 | 2.1773e-06 | 2.2241e-06 | 2.3929e-06 | 2.5432e-06 | 2.7263e-06 | 2.9131e-06 | 3.1281e-06 | 3.3296e-06 | 0.27889 | 3.8136e-06 | 4.0924e-06 | 4.3959e-06 | 5.5904e-06 | 5.0046e-06 | 5.3808e-06 | 5.7189e-06 | 6.1431e-06 | 6.6942e-06
Total |  | 12721.6316 | 13259.0499 | 13972.0547 | 13590.7796 | 14068.7473 | 14304.8991 | 14996.8093 | 15173.2351 | 15024.0539 | 14577.7044 | 14328.5091 | 14390.4127 | 14051.0182 | 13530.7756 | 13174.3254 | 13165.9516 | 13255.7411 | 13231.6253 | 12785.0061 | 13031.4974 | 13498.7322 | 13092.8331 | 12747.4836 | 12840.1474 | 12336.1718
Explicitly modelled pumping
Region | Technology | 2026-27 | 2027-28 | 2028-29 | 2029-30 | 2030-31 | 2031-32 | 2032-33 | 2033-34 | 2034-35 | 2035-36 | 2036-37 | 2037-38 | 2038-39 | 2039-40 | 2040-41 | 2041-42 | 2042-43 | 2043-44 | 2044-45 | 2045-46 | 2046-47 | 2047-48 | 2048-49 | 2049-50 | 2050-51
NEM | Grid Battery Pump | 2517.5703 | 3900.689 | 5512.2883 | 17480.5877 | 18725.0588 | 18311.1849 | 19046.6919 | 18585.7207 | 21280.8359 | 22249.4557 | 21679.9256 | 20984.7625 | 20916.6866 | 23481.8712 | 22936.841 | 33779.7297 | 33661.0309 | 34223.3256 | 36306.2825 | 37950.0322 | 38103.4892 | 37226.6533 | 38247.3251 | 30593.7508 | 33367.9465
NEM | PHES Pump | 3322.8486 | 3271.5735 | 3390.8213 | 5485.1438 | 14397.1267 | 14465.2392 | 14679.0668 | 14522.6501 | 14746.8953 | 16273.6867 | 16028.4375 | 14518.7167 | 13315.2042 | 12898.8555 | 13234.5223 | 11935.3396 | 12635.096 | 12084.0903 | 12097.1958 | 12408.9868 | 12179.5096 | 10131.1286 | 8827.6181 | 10469.7411 | 13201.9854
NEM | VPP Pump | 386.6263 | 520.0725 | 661.4295 | 843.97 | 1185.1846 | 1564.7607 | 2071.3826 | 2602.0716 | 3041.9167 | 3839.6997 | 4609.5742 | 5266.0129 | 6309.1458 | 7392.2809 | 8193.0451 | 9726.3912 | 11021.0527 | 12375.0599 | 14024.7464 | 15966.9449 | 17159.4398 | 19126.8339 | 20823.9344 | 22292.6201 | 24264.3525
Region | Technology | 2026-27 | 2027-28 | 2028-29 | 2029-30 | 2030-31 | 2031-32 | 2032-33 | 2033-34 | 2034-35 | 2035-36 | 2036-37 | 2037-38 | 2038-39 | 2039-40 | 2040-41 | 2041-42 | 2042-43 | 2043-44 | 2044-45 | 2045-46 | 2046-47 | 2047-48 | 2048-49 | 2049-50 | 2050-51
NSW1 | Grid Battery Pump | 360.9687 | 1615.7517 | 1599.6817 | 5236.3731 | 5690.6444 | 5516.5672 | 5784.8126 | 5523.5294 | 5501.7366 | 5894.6064 | 5644.7628 | 5127.6452 | 5068.6102 | 5544.7633 | 5454.3487 | 8257.0839 | 7889.5404 | 7821.1308 | 8364.765 | 8598.8172 | 8148.5288 | 6974.9294 | 7133.7692 | 4430.2113 | 4766.8083
NSW1 | PHES Pump | 2315.1558 | 2274.057 | 2549.5487 | 4617.4306 | 7723.864 | 7864.2439 | 7950.7175 | 7650.2125 | 7411.4232 | 8625.121 | 8570.8271 | 7950.3815 | 6502.3449 | 6323.0792 | 6247.1274 | 5692.233 | 6116.6388 | 5516.8439 | 5774.5663 | 5947.946 | 6632.5817 | 4707.3666 | 4501.8623 | 5347.9511 | 6621.5396
NSW1 | VPP Pump | 146.0162 | 198.5634 | 264.729 | 333.1839 | 453.4167 | 583.7476 | 767.8933 | 946.1947 | 1143.4868 | 1427.7476 | 1703.6184 | 1948.3501 | 2369.6616 | 2755.8774 | 3138.9118 | 3694.41 | 4152.2759 | 4695.4629 | 5279.0249 | 5937.4707 | 6477.5991 | 7269.9387 | 7800.5186 | 8418.9733 | 9018.4677
Region | Technology | 2026-27 | 2027-28 | 2028-29 | 2029-30 | 2030-31 | 2031-32 | 2032-33 | 2033-34 | 2034-35 | 2035-36 | 2036-37 | 2037-38 | 2038-39 | 2039-40 | 2040-41 | 2041-42 | 2042-43 | 2043-44 | 2044-45 | 2045-46 | 2046-47 | 2047-48 | 2048-49 | 2049-50 | 2050-51
QLD1 | Grid Battery Pump | 185.658 | 180.1828 | 1398.7764 | 5432.0102 | 5481.0136 | 5576.9765 | 5602.3746 | 5617.4471 | 5592.0683 | 5777.1526 | 5685.0168 | 5993.6974 | 6324.9758 | 8029.9917 | 8428.379 | 14158.5883 | 14568.1594 | 14687.8077 | 15827.2763 | 16429.9846 | 18757.1989 | 19457.8822 | 20745.8707 | 18439.9121 | 19795.0963
QLD1 | PHES Pump | 1007.6928 | 997.5166 | 841.2723 | 867.7129 | 6673.2623 | 6600.9948 | 6728.3488 | 6872.4371 | 7335.4715 | 7648.565 | 7457.6097 | 6568.3344 | 6812.8585 | 6575.7754 | 6987.394 | 6243.1056 | 6518.4562 | 6567.2452 | 6322.6282 | 6461.0395 | 5546.9266 | 5423.7606 | 4325.7543 | 5121.7884 | 6580.444
QLD1 | VPP Pump | 59.1239 | 81.6125 | 116.1359 | 169.5415 | 252.5589 | 351.7728 | 470.4294 | 607.4914 | 769.6249 | 970.9207 | 1194.9415 | 1424.0607 | 1725.6264 | 2028.8954 | 2360.9288 | 2750.6169 | 3152.2189 | 3555.1164 | 4003.0393 | 4465.2021 | 4873.2926 | 5435.1603 | 5894.2921 | 6439.109 | 6784.0319
Region | Technology | 2026-27 | 2027-28 | 2028-29 | 2029-30 | 2030-31 | 2031-32 | 2032-33 | 2033-34 | 2034-35 | 2035-36 | 2036-37 | 2037-38 | 2038-39 | 2039-40 | 2040-41 | 2041-42 | 2042-43 | 2043-44 | 2044-45 | 2045-46 | 2046-47 | 2047-48 | 2048-49 | 2049-50 | 2050-51
VIC1 | Grid Battery Pump | 1615.8544 | 1688.575 | 1534.6948 | 4423.7569 | 4986.1889 | 4804.8809 | 5078.7886 | 4906.6055 | 7766.0947 | 8084.029 | 7840.5133 | 7168.1154 | 6896.3749 | 6827.7708 | 6163.6338 | 6406.5039 | 6421.0416 | 6222.6216 | 6558.7038 | 6915.842 | 5915.0355 | 5758.8306 | 5800.4603 | 3748.4656 | 3947.8988
VIC1 | PHES Pump | 0 | 0 | 6.8045e-05 | 0.00012794 | 0.00014467 | 0.00014822 | 0.00015734 | 0.00015485 | 0.00029145 | 0.00031398 | 0.00032172 | 0.00032005 | 0.00031734 | 0.00033816 | 0.00033978 | 0.00035641 | 0.00035242 | 0.00040242 | 0.00044166 | 0.00043995 | 0.00043471 | 0.00043392 | 0.0004409 | 0.00048157 | 0.00054847
VIC1 | VPP Pump | 73.7734 | 107.564 | 129.5144 | 186.1365 | 286.7419 | 393.1918 | 545.8115 | 702.3607 | 736.799 | 963.2746 | 1141.1026 | 1243.7229 | 1449.4401 | 1726.9234 | 1723.8873 | 2141.7572 | 2422.1137 | 2714.8231 | 3130.9952 | 3745.6261 | 3866.8367 | 4280.4499 | 4845.7594 | 5007.3534 | 5871.1794
Region | Technology | 2026-27 | 2027-28 | 2028-29 | 2029-30 | 2030-31 | 2031-32 | 2032-33 | 2033-34 | 2034-35 | 2035-36 | 2036-37 | 2037-38 | 2038-39 | 2039-40 | 2040-41 | 2041-42 | 2042-43 | 2043-44 | 2044-45 | 2045-46 | 2046-47 | 2047-48 | 2048-49 | 2049-50 | 2050-51
SA1 | Grid Battery Pump | 355.089 | 416.1791 | 979.1349 | 2388.447 | 2567.2115 | 2412.7599 | 2580.7156 | 2538.1382 | 2420.9356 | 2493.6669 | 2509.6319 | 2695.3035 | 2626.7246 | 3079.3441 | 2890.4782 | 4957.5521 | 4782.2878 | 5491.7636 | 5555.5355 | 6005.3864 | 5282.7238 | 5035.0087 | 4567.2224 | 3975.159 | 4858.1402
SA1 | PHES Pump | 0 | 0 | 2.9558e-05 | 4.4884e-05 | 5.0726e-05 | 5.2157e-05 | 6.1716e-05 | 6.1302e-05 | 6.2555e-05 | 8.0039e-05 | 8.0996e-05 | 9.4626e-05 | 9.4971e-05 | 0.00010402 | 0.00010553 | 0.00012093 | 0.00012021 | 0.00013848 | 0.00015968 | 0.0001626 | 0.00016805 | 0.00016843 | 0.00017536 | 0.00020544 | 0.00022056
SA1 | VPP Pump | 105.6131 | 128.5001 | 145.9466 | 147.28 | 181.0115 | 219.8985 | 269.491 | 323.0397 | 364.3924 | 436.9021 | 516.6728 | 592.2972 | 692.337 | 787.7551 | 855.3603 | 1008.513 | 1141.0001 | 1246.2019 | 1405.2919 | 1594.4403 | 1722.5395 | 1895.5191 | 2014.9009 | 2099.3832 | 2246.421
Region | Technology | 2026-27 | 2027-28 | 2028-29 | 2029-30 | 2030-31 | 2031-32 | 2032-33 | 2033-34 | 2034-35 | 2035-36 | 2036-37 | 2037-38 | 2038-39 | 2039-40 | 2040-41 | 2041-42 | 2042-43 | 2043-44 | 2044-45 | 2045-46 | 2046-47 | 2047-48 | 2048-49 | 2049-50 | 2050-51
TAS1 | Grid Battery Pump | 0.00026213 | 0.00042411 | 0.0004392 | 0.00044217 | 0.00046215 | 0.00050156 | 0.00050173 | 0.00057438 | 0.00072778 | 0.00082893 | 0.00088436 | 0.00098977 | 0.0010864 | 0.0012987 | 0.0013908 | 0.0015425 | 0.001619 | 0.0017675 | 0.0019393 | 0.0020697 | 0.0021925 | 0.0023702 | 0.0025483 | 0.0027533 | 0.0029316
TAS1 | PHES Pump | 0 | 0 | 0.00015886 | 0.00016688 | 0.00021102 | 0.00022868 | 0.0002513 | 0.00027511 | 0.00031382 | 0.00034265 | 0.00036096 | 0.00038888 | 0.00041565 | 0.00045103 | 0.00047766 | 0.00052475 | 0.00054738 | 0.00059091 | 0.00064871 | 0.00068312 | 0.00072339 | 0.00077847 | 0.00083005 | 0.00090025 | 0.0009498
TAS1 | VPP Pump | 2.0997 | 3.8324 | 5.1036 | 7.828 | 11.4557 | 16.1499 | 17.7574 | 22.9851 | 27.6136 | 40.8548 | 53.2389 | 57.5821 | 72.0808 | 92.8296 | 113.9569 | 131.0941 | 153.4441 | 163.4556 | 206.3951 | 224.2057 | 219.1719 | 245.7659 | 268.4634 | 327.8012 | 344.2525

## BaseCase_Capacity
Installed capacity by technology (MW) - BaseCase, Step Change Scenario
Capacity calculated on 1 July. In early study years some wind and solar projects enter later in the financial year and are therefore reflected in the following financial year's capacity.
Non-scheduled generation including Distributed PV is not shown.
Region | Technology | 2026-27 | 2027-28 | 2028-29 | 2029-30 | 2030-31 | 2031-32 | 2032-33 | 2033-34 | 2034-35 | 2035-36 | 2036-37 | 2037-38 | 2038-39 | 2039-40 | 2040-41 | 2041-42 | 2042-43 | 2043-44 | 2044-45 | 2045-46 | 2046-47 | 2047-48 | 2048-49 | 2049-50 | 2050-51
NEM | Black Coal | 16456 | 16456 | 12565.0279 | 4553.0559 | 4553.0559 | 4553.0559 | 4553.0559 | 3840.2581 | 3687.4326 | 3570.9095 | 3570.9095 | 3570.9095 | 2263.2628 | 2263.2628 | 743.9998 | 743.9998 | 0 | 0 | 0 | 0 | 0 | 0 | 0 | 0 | 0
NEM | Brown Coal | 4835 | 4279.2013 | 2829.2011 | 580 | 0.00020335 | 0 | 0 | 0 | 0 | 0 | 0 | 0 | 0 | 0 | 0 | 0 | 0 | 0 | 0 | 0 | 0 | 0 | 0 | 0 | 0
NEM | CCGT | 2954.9 | 2954.9 | 2774.9 | 2774.9 | 2774.9 | 2774.9 | 2774.9 | 2774.9 | 2774.9 | 2774.9 | 2389.9 | 1860.9 | 1860.9 | 1716.5 | 1716.5 | 1716.5 | 1716.5 | 1276.5 | 1276.5 | 632 | 388 | 388 | 388 | 388 | 0
NEM | Gas - Steam | 500 | 500 | 500 | 500 | 500 | 500 | 500 | 500 | 500 | 500 | 500 | 500 | 500 | 0 | 0 | 0 | 0 | 0 | 0 | 0 | 0 | 0 | 0 | 0 | 0
NEM | OCGT / Diesel | 8736.159 | 8736.159 | 8599.659 | 8599.659 | 8353.659 | 8353.659 | 8076.799 | 7483.299 | 7366.299 | 7359.55 | 7359.55 | 9275.0065 | 9275.0065 | 9163.5433 | 9043.5433 | 10074.1633 | 9980.1633 | 11928.3178 | 11407.8512 | 11407.8512 | 11773.3816 | 11189.3816 | 12326.9565 | 11807.9565 | 13408.4814
NEM | Hydro | 7365.42 | 7365.42 | 7365.42 | 7365.42 | 7365.42 | 7365.42 | 7365.42 | 7365.42 | 7365.42 | 7365.42 | 7365.42 | 7365.42 | 7365.42 | 7365.42 | 7365.42 | 7365.42 | 7365.42 | 7365.42 | 7365.42 | 7365.42 | 7365.42 | 7365.42 | 7365.42 | 7365.42 | 7365.42
NEM | Hydrogen Turbine | 0 | 0 | 0 | 0 | 0 | 0 | 0 | 0 | 0 | 0 | 0 | 0 | 0 | 0 | 0 | 0 | 0 | 0 | 0 | 0 | 0 | 0 | 0 | 0 | 0
NEM | Wind | 15459.4709 | 16752.4391 | 19386.0315 | 32209.2956 | 32210.481 | 32239.4164 | 33026.1018 | 33680.0873 | 36069.755 | 37033.759 | 40565.8146 | 46039.5123 | 46864.0476 | 47777.2786 | 47157.8999 | 47013.4564 | 48347.8481 | 47679.0935 | 47000.8933 | 45868.1211 | 47876.1451 | 48150.078 | 47604.278 | 46832.9881 | 46467.6381
NEM | Solar PV | 13574.0175 | 14116.307 | 14116.307 | 22638.7838 | 22638.7838 | 22632.6638 | 22632.6641 | 23023.3488 | 25823.6832 | 25823.6832 | 25702.6832 | 26712.3176 | 26712.3176 | 26712.3181 | 30778.7026 | 34841.5718 | 39636.6002 | 49097.6355 | 49295.2239 | 49720.1607 | 58318.0784 | 58299.6604 | 58282.561 | 56873.0617 | 56055.1467
NEM | Grid Battery | 2460.0024 | 2915.3996 | 3565.3994 | 8639.9211 | 8609.9211 | 8609.9211 | 8609.9211 | 8554.5911 | 11408.7512 | 11408.7514 | 11358.7515 | 11737.5207 | 11737.5207 | 13018.8656 | 13018.8656 | 17082.9846 | 17082.9846 | 17290.9773 | 17902.7133 | 17892.7135 | 18846.5239 | 18391.127 | 19473.9934 | 14918.995 | 15221.541
NEM | PHES | 1060 | 1060 | 1060 | 1060 | 5098 | 5098 | 5098 | 5098 | 5098 | 5098 | 5098 | 5098 | 5098 | 5098 | 5098 | 5098 | 5098 | 5098.0001 | 5098.0001 | 5098.0001 | 5098.0001 | 5098.0001 | 5098.0001 | 5098.0001 | 5098.0001
NEM | VPP | 560.72 | 757.83 | 999.79 | 1339.39 | 1679 | 2065.68 | 2515.66 | 3029.12 | 3572.2801 | 4202.17 | 4958.64 | 5808.51 | 6774.04 | 7821.3199 | 8943.3201 | 10148.97 | 11471.57 | 12877.2099 | 14372.24 | 15924.3999 | 17535.5301 | 19218.1903 | 20977.8501 | 22803.0401 | 23763.4101
Total |  | 73961.6897 | 75893.656 | 73761.7358 | 90260.4254 | 93783.221 | 94192.7162 | 95152.5219 | 95349.0242 | 103666.521 | 105137.143 | 108869.6687 | 117968.0966 | 118450.5153 | 120936.5083 | 123866.2512 | 134085.0658 | 140699.0861 | 152613.1541 | 153718.8419 | 153908.6664 | 167201.0792 | 168099.8575 | 171517.0592 | 166087.4616 | 167379.6374
Region | Technology | 2026-27 | 2027-28 | 2028-29 | 2029-30 | 2030-31 | 2031-32 | 2032-33 | 2033-34 | 2034-35 | 2035-36 | 2036-37 | 2037-38 | 2038-39 | 2039-40 | 2040-41 | 2041-42 | 2042-43 | 2043-44 | 2044-45 | 2045-46 | 2046-47 | 2047-48 | 2048-49 | 2049-50 | 2050-51
NSW1 | Black Coal | 8330 | 8330 | 4922.283 | 2102.7978 | 2102.7978 | 2102.7978 | 2102.7978 | 1390 | 1390 | 1273.4777 | 1273.4777 | 1273.4777 | 240.6046 | 240.6046 | 0 | 0 | 0 | 0 | 0 | 0 | 0 | 0 | 0 | 0 | 0
NSW1 | Brown Coal | 0 | 0 | 0 | 0 | 0 | 0 | 0 | 0 | 0 | 0 | 0 | 0 | 0 | 0 | 0 | 0 | 0 | 0 | 0 | 0 | 0 | 0 | 0 | 0 | 0
NSW1 | CCGT | 440 | 440 | 440 | 440 | 440 | 440 | 440 | 440 | 440 | 440 | 440 | 440 | 440 | 440 | 440 | 440 | 440 | 0 | 0 | 0 | 0 | 0 | 0 | 0 | 0
NSW1 | Gas - Steam | 0 | 0 | 0 | 0 | 0 | 0 | 0 | 0 | 0 | 0 | 0 | 0 | 0 | 0 | 0 | 0 | 0 | 0 | 0 | 0 | 0 | 0 | 0 | 0 | 0
NSW1 | OCGT / Diesel | 2638.999 | 2638.999 | 2638.999 | 2638.999 | 2638.999 | 2638.999 | 2638.999 | 2638.999 | 2638.999 | 2638.999 | 2638.999 | 3661.1156 | 3661.1156 | 3852.9673 | 3852.9673 | 3852.9673 | 3852.9673 | 5525.5586 | 5215.0918 | 5215.0918 | 5215.0918 | 5215.0918 | 5215.0918 | 5215.0918 | 5826.6042
NSW1 | Hydro | 2525 | 2525 | 2525 | 2525 | 2525 | 2525 | 2525 | 2525 | 2525 | 2525 | 2525 | 2525 | 2525 | 2525 | 2525 | 2525 | 2525 | 2525 | 2525 | 2525 | 2525 | 2525 | 2525 | 2525 | 2525
NSW1 | Hydrogen Turbine | 0 | 0 | 0 | 0 | 0 | 0 | 0 | 0 | 0 | 0 | 0 | 0 | 0 | 0 | 0 | 0 | 0 | 0 | 0 | 0 | 0 | 0 | 0 | 0 | 0
NSW1 | Wind | 3956.2391 | 4965.8034 | 6569.3106 | 8591.7639 | 8591.7639 | 8591.7639 | 8591.7639 | 8591.7639 | 8591.7639 | 8591.7639 | 11188.9341 | 13582.5249 | 13389.2132 | 13401.7403 | 13109.6614 | 12923.3614 | 12923.3614 | 12358.3814 | 12358.3816 | 12203.1256 | 12059.7904 | 12059.7904 | 11663.7904 | 11550.6005 | 11550.6005
NSW1 | Solar PV | 6940.0395 | 7482.329 | 7482.329 | 8184.4301 | 8184.4301 | 8184.4301 | 8184.4301 | 8184.4301 | 8184.4301 | 8184.4301 | 8184.4301 | 8184.4301 | 8184.4301 | 8184.4301 | 9109.8673 | 10601.6617 | 12519.5999 | 16059.9663 | 16059.9663 | 16023.8863 | 18976.971 | 18952.0189 | 18902.0189 | 18307.8189 | 17741.0609
NSW1 | Grid Battery | 261 | 698.5725 | 698.5725 | 2261.0003 | 2261.0003 | 2261.0003 | 2261.0003 | 2261.0003 | 2261.0003 | 2261.0003 | 2211.0004 | 2211.0005 | 2211.0005 | 2440.0064 | 2440.0064 | 3591.3403 | 3591.3403 | 3591.3403 | 3643.6104 | 3643.6105 | 3643.6108 | 3206.0384 | 3336.0396 | 1967.5197 | 1967.5198
NSW1 | PHES | 240 | 240 | 240 | 240 | 2280 | 2280 | 2280 | 2280 | 2280 | 2280 | 2280 | 2280 | 2280 | 2280 | 2280 | 2280 | 2280 | 2280.0001 | 2280.0001 | 2280.0001 | 2280.0001 | 2280.0001 | 2280.0001 | 2280.0001 | 2280.0001
NSW1 | VPP | 212.7 | 287.34 | 379.27 | 509.93 | 631.04 | 766.26 | 926.27 | 1103.12 | 1277.59 | 1478.99 | 1734.85 | 2020.5201 | 2347.58 | 2703.21 | 3090.03 | 3504.55 | 3958.09 | 4435.9299 | 4945.2001 | 5471.8899 | 6021.6599 | 6591.1802 | 7184.9099 | 7803.1799 | 8115.0002
Total |  | 25543.9776 | 27608.044 | 25895.7642 | 27493.9212 | 29655.0312 | 29790.2512 | 29950.2612 | 29414.3134 | 29588.7834 | 29673.661 | 32476.6913 | 36178.0688 | 35278.944 | 36067.9586 | 36847.5324 | 39718.8808 | 42090.3589 | 46776.1767 | 47027.2503 | 47362.6042 | 50722.1241 | 50829.1198 | 51106.8508 | 49649.211 | 50005.7858
Region | Technology | 2026-27 | 2027-28 | 2028-29 | 2029-30 | 2030-31 | 2031-32 | 2032-33 | 2033-34 | 2034-35 | 2035-36 | 2036-37 | 2037-38 | 2038-39 | 2039-40 | 2040-41 | 2041-42 | 2042-43 | 2043-44 | 2044-45 | 2045-46 | 2046-47 | 2047-48 | 2048-49 | 2049-50 | 2050-51
QLD1 | Black Coal | 8126 | 8126 | 7642.7449 | 2450.2581 | 2450.2581 | 2450.2581 | 2450.2581 | 2450.2581 | 2297.4326 | 2297.4318 | 2297.4318 | 2297.4318 | 2022.6583 | 2022.6583 | 743.9998 | 743.9998 | 0 | 0 | 0 | 0 | 0 | 0 | 0 | 0 | 0
QLD1 | Brown Coal | 0 | 0 | 0 | 0 | 0 | 0 | 0 | 0 | 0 | 0 | 0 | 0 | 0 | 0 | 0 | 0 | 0 | 0 | 0 | 0 | 0 | 0 | 0 | 0 | 0
QLD1 | CCGT | 1597.9 | 1597.9 | 1597.9 | 1597.9 | 1597.9 | 1597.9 | 1597.9 | 1597.9 | 1597.9 | 1597.9 | 1212.9 | 1212.9 | 1212.9 | 1068.5 | 1068.5 | 1068.5 | 1068.5 | 1068.5 | 1068.5 | 424 | 180 | 180 | 180 | 180 | 0
QLD1 | Gas - Steam | 0 | 0 | 0 | 0 | 0 | 0 | 0 | 0 | 0 | 0 | 0 | 0 | 0 | 0 | 0 | 0 | 0 | 0 | 0 | 0 | 0 | 0 | 0 | 0 | 0
QLD1 | OCGT / Diesel | 2354.5 | 2354.5 | 2354.5 | 2354.5 | 2354.5 | 2354.5 | 2354.5 | 1931 | 1814 | 1814 | 1814 | 1814 | 1814 | 1814 | 1814 | 1814 | 1814 | 1814 | 1814.0002 | 1814.0002 | 2333.5306 | 2333.5306 | 3471.1055 | 2952.1055 | 2606.1055
QLD1 | Hydro | 152.4 | 152.4 | 152.4 | 152.4 | 152.4 | 152.4 | 152.4 | 152.4 | 152.4 | 152.4 | 152.4 | 152.4 | 152.4 | 152.4 | 152.4 | 152.4 | 152.4 | 152.4 | 152.4 | 152.4 | 152.4 | 152.4 | 152.4 | 152.4 | 152.4
QLD1 | Hydrogen Turbine | 0 | 0 | 0 | 0 | 0 | 0 | 0 | 0 | 0 | 0 | 0 | 0 | 0 | 0 | 0 | 0 | 0 | 0 | 0 | 0 | 0 | 0 | 0 | 0 | 0
QLD1 | Wind | 2624.408 | 2624.408 | 2624.408 | 8275.0108 | 8275.0108 | 8275.0108 | 8275.0108 | 8275.0108 | 9858.3542 | 9858.3542 | 9858.3542 | 11682.9568 | 11682.9568 | 11682.9568 | 11682.9568 | 11724.8133 | 13058.7537 | 12881.0975 | 12738.8469 | 12738.8469 | 13701.7079 | 13701.7079 | 13551.9079 | 13551.9079 | 13551.9079
QLD1 | Solar PV | 4013.785 | 4013.785 | 4013.785 | 7869.2225 | 7869.2225 | 7869.2225 | 7869.2228 | 8259.9074 | 10327.2474 | 10327.2474 | 10206.2474 | 10156.2474 | 10156.2474 | 10156.2476 | 13297.1949 | 14551.7576 | 17428.8475 | 19777.8856 | 20232.9548 | 20743.4546 | 25946.9254 | 25836.5254 | 26027.406 | 25717.5566 | 25558.9596
QLD1 | Grid Battery | 257 | 257.0087 | 691.2053 | 2214.1163 | 2214.1163 | 2214.1163 | 2214.1163 | 2214.1163 | 2214.1163 | 2214.1163 | 2214.1163 | 2502.2947 | 2502.2947 | 3321.5523 | 3321.5523 | 5663.3525 | 5663.3525 | 5846.0155 | 6405.4813 | 6405.4813 | 8043.8934 | 8043.8849 | 9263.3533 | 7740.4423 | 7766.8944
QLD1 | PHES | 820 | 820 | 820 | 820 | 2818 | 2818 | 2818 | 2818 | 2818 | 2818 | 2818 | 2818 | 2818 | 2818 | 2818 | 2818 | 2818 | 2818 | 2818 | 2818 | 2818 | 2818 | 2818 | 2818 | 2818
QLD1 | VPP | 84.95 | 122.33 | 171.9 | 259.3 | 341.18 | 435.55 | 545.05 | 674.96 | 823.53 | 995.13 | 1191.7 | 1411.11 | 1663.39 | 1937.56 | 2226.8 | 2538.41 | 2879.8699 | 3246.15 | 3635.1001 | 4037.83 | 4453.3701 | 4891.0599 | 5348.5901 | 5818.1001 | 6060.6799
Total |  | 20030.943 | 20068.3317 | 20068.8432 | 25992.7077 | 28072.5877 | 28166.9577 | 28276.458 | 28373.5527 | 31902.9805 | 32074.5797 | 31765.1498 | 34047.3406 | 34024.847 | 34973.875 | 37125.4039 | 41075.2331 | 44883.7236 | 47604.0487 | 48865.2833 | 49134.0129 | 57629.8274 | 57957.1087 | 60812.7628 | 58930.5124 | 58514.9474
Region | Technology | 2026-27 | 2027-28 | 2028-29 | 2029-30 | 2030-31 | 2031-32 | 2032-33 | 2033-34 | 2034-35 | 2035-36 | 2036-37 | 2037-38 | 2038-39 | 2039-40 | 2040-41 | 2041-42 | 2042-43 | 2043-44 | 2044-45 | 2045-46 | 2046-47 | 2047-48 | 2048-49 | 2049-50 | 2050-51
VIC1 | Black Coal | 0 | 0 | 0 | 0 | 0 | 0 | 0 | 0 | 0 | 0 | 0 | 0 | 0 | 0 | 0 | 0 | 0 | 0 | 0 | 0 | 0 | 0 | 0 | 0 | 0
VIC1 | Brown Coal | 4835 | 4279.2013 | 2829.2011 | 580 | 0.00020335 | 0 | 0 | 0 | 0 | 0 | 0 | 0 | 0 | 0 | 0 | 0 | 0 | 0 | 0 | 0 | 0 | 0 | 0 | 0 | 0
VIC1 | CCGT | 0 | 0 | 0 | 0 | 0 | 0 | 0 | 0 | 0 | 0 | 0 | 0 | 0 | 0 | 0 | 0 | 0 | 0 | 0 | 0 | 0 | 0 | 0 | 0 | 0
VIC1 | Gas - Steam | 500 | 500 | 500 | 500 | 500 | 500 | 500 | 500 | 500 | 500 | 500 | 500 | 500 | 0 | 0 | 0 | 0 | 0 | 0 | 0 | 0 | 0 | 0 | 0 | 0
VIC1 | OCGT / Diesel | 1900 | 1900 | 1900 | 1900 | 1900 | 1900 | 1900 | 1730 | 1730 | 1803.251 | 1803.251 | 2696.5909 | 2696.5909 | 2393.276 | 2393.276 | 3423.896 | 3329.896 | 3605.4592 | 3605.4592 | 3605.4592 | 3605.4592 | 3021.4592 | 3021.4592 | 3021.4592 | 4414.4717
VIC1 | Hydro | 2279.02 | 2279.02 | 2279.02 | 2279.02 | 2279.02 | 2279.02 | 2279.02 | 2279.02 | 2279.02 | 2279.02 | 2279.02 | 2279.02 | 2279.02 | 2279.02 | 2279.02 | 2279.02 | 2279.02 | 2279.02 | 2279.02 | 2279.02 | 2279.02 | 2279.02 | 2279.02 | 2279.02 | 2279.02
VIC1 | Hydrogen Turbine | 0 | 0 | 0 | 0 | 0 | 0 | 0 | 0 | 0 | 0 | 0 | 0 | 0 | 0 | 0 | 0 | 0 | 0 | 0 | 0 | 0 | 0 | 0 | 0 | 0
VIC1 | Wind | 5269.36 | 5269.36 | 5769.3599 | 9611.179 | 9558.679 | 9558.679 | 10225.679 | 10891.679 | 11578.3178 | 12520.0565 | 13520.0562 | 14452.8565 | 15032.8564 | 16032.8564 | 15744.5564 | 15744.5564 | 15694.0064 | 15981.748 | 15589.798 | 14824.6818 | 15157.1129 | 15393.6391 | 15393.6391 | 14735.5391 | 14677.9391
VIC1 | Solar PV | 1563.573 | 1563.573 | 1563.573 | 3964.3075 | 3964.3075 | 3964.3075 | 3964.3075 | 3964.3075 | 4697.302 | 4697.302 | 4697.302 | 4697.302 | 4697.302 | 4697.302 | 4697.302 | 4697.3021 | 4697.3021 | 6115.032 | 6004.5521 | 5973.4491 | 6414.8113 | 6610.9454 | 6452.9654 | 6055.5154 | 5962.9554
VIC1 | Grid Battery | 1356.7443 | 1356.7444 | 1356.7447 | 2732.2699 | 2732.2699 | 2732.2699 | 2732.2699 | 2676.9399 | 5556.1 | 5556.1 | 5556.1 | 5556.1 | 5556.1 | 5556.1 | 5556.1 | 5256.1 | 5256.1 | 5256.1 | 5256.1 | 5256.1 | 4625.6855 | 4625.6854 | 4625.6851 | 3230.1604 | 3230.1607
VIC1 | PHES | 0 | 0 | 0 | 0 | 0 | 0 | 0 | 0 | 0 | 0 | 0 | 0 | 0 | 0 | 0 | 0 | 0 | 0 | 0 | 0 | 0 | 0 | 0 | 0 | 0
VIC1 | VPP | 114.06 | 160.28 | 216.5 | 316.69 | 408.63 | 514.71 | 637.19 | 779.41 | 931.3 | 1109.92 | 1323.13 | 1566.32 | 1838.15 | 2136.81 | 2453.29 | 2794.92 | 3172.3 | 3574.4799 | 4004.3799 | 4454.77 | 4925.0601 | 5419.1702 | 5938.1101 | 6482.0601 | 6787.1199
Total |  | 17817.7573 | 17308.1787 | 16414.3987 | 21883.4665 | 21342.9067 | 21448.9865 | 22238.4664 | 22821.3564 | 27272.0399 | 28465.6495 | 29678.8593 | 31748.1894 | 32600.0194 | 33095.3645 | 33123.5445 | 34195.7945 | 34428.6246 | 36811.8391 | 36739.3092 | 36393.4802 | 37007.149 | 37349.9192 | 37710.8789 | 35803.7542 | 37351.6668
Region | Technology | 2026-27 | 2027-28 | 2028-29 | 2029-30 | 2030-31 | 2031-32 | 2032-33 | 2033-34 | 2034-35 | 2035-36 | 2036-37 | 2037-38 | 2038-39 | 2039-40 | 2040-41 | 2041-42 | 2042-43 | 2043-44 | 2044-45 | 2045-46 | 2046-47 | 2047-48 | 2048-49 | 2049-50 | 2050-51
SA1 | Black Coal | 0 | 0 | 0 | 0 | 0 | 0 | 0 | 0 | 0 | 0 | 0 | 0 | 0 | 0 | 0 | 0 | 0 | 0 | 0 | 0 | 0 | 0 | 0 | 0 | 0
SA1 | Brown Coal | 0 | 0 | 0 | 0 | 0 | 0 | 0 | 0 | 0 | 0 | 0 | 0 | 0 | 0 | 0 | 0 | 0 | 0 | 0 | 0 | 0 | 0 | 0 | 0 | 0
SA1 | CCGT | 709 | 709 | 529 | 529 | 529 | 529 | 529 | 529 | 529 | 529 | 529 | 0 | 0 | 0 | 0 | 0 | 0 | 0 | 0 | 0 | 0 | 0 | 0 | 0 | 0
SA1 | Gas - Steam | 0 | 0 | 0 | 0 | 0 | 0 | 0 | 0 | 0 | 0 | 0 | 0 | 0 | 0 | 0 | 0 | 0 | 0 | 0 | 0 | 0 | 0 | 0 | 0 | 0
SA1 | OCGT / Diesel | 1664.66 | 1664.66 | 1528.16 | 1528.16 | 1282.16 | 1282.16 | 1005.3 | 1005.3 | 1005.3 | 925.3 | 925.3 | 925.3 | 925.3 | 925.3 | 925.3 | 925.3 | 925.3 | 925.3 | 715.3 | 715.3 | 561.3 | 561.3 | 561.3 | 561.3 | 561.3
SA1 | Hydro | 0 | 0 | 0 | 0 | 0 | 0 | 0 | 0 | 0 | 0 | 0 | 0 | 0 | 0 | 0 | 0 | 0 | 0 | 0 | 0 | 0 | 0 | 0 | 0 | 0
SA1 | Hydrogen Turbine | 0 | 0 | 0 | 0 | 0 | 0 | 0 | 0 | 0 | 0 | 0 | 0 | 0 | 0 | 0 | 0 | 0 | 0 | 0 | 0 | 0 | 0 | 0 | 0 | 0
SA1 | Wind | 2762.71 | 2762.71 | 3009.3914 | 4021.3443 | 3955.3443 | 3864.5943 | 3864.5943 | 3732.8943 | 3732.8943 | 3635.4744 | 3450.6745 | 3653.6933 | 3971.8551 | 3752.8735 | 3713.8737 | 3713.8737 | 3764.875 | 3551.015 | 3551.0152 | 3338.6152 | 4194.6822 | 4232.089 | 4232.089 | 4232.089 | 4232.089
SA1 | Solar PV | 1056.62 | 1056.62 | 1056.62 | 2620.8237 | 2620.8237 | 2614.7037 | 2614.7037 | 2614.7037 | 2614.7037 | 2614.7037 | 2614.7037 | 3674.3381 | 3674.3381 | 3674.3382 | 3674.3382 | 4990.8502 | 4990.8505 | 7144.7515 | 6997.7506 | 6979.3706 | 6979.3706 | 6900.1706 | 6900.1706 | 6792.1706 | 6792.1706
SA1 | Grid Battery | 585.258 | 603.0739 | 818.877 | 1432.5345 | 1402.5345 | 1402.5345 | 1402.5345 | 1402.5345 | 1377.5345 | 1377.5347 | 1377.5347 | 1468.1255 | 1468.1255 | 1701.2067 | 1701.2067 | 2572.1915 | 2572.1915 | 2597.5212 | 2597.5212 | 2587.5212 | 2533.3338 | 2515.5179 | 2248.9149 | 1980.872 | 2256.9655
SA1 | PHES | 0 | 0 | 0 | 0 | 0 | 0 | 0 | 0 | 0 | 0 | 0 | 0 | 0 | 0 | 0 | 0 | 0 | 0 | 0 | 0 | 0 | 0 | 0 | 0 | 0
SA1 | VPP | 143.04 | 178.88 | 219.43 | 233.21 | 272.42 | 317.36 | 368.02 | 424.38 | 483.53 | 550.83 | 627.77 | 714.05 | 810.29 | 910.19 | 1018.7 | 1133.87 | 1258.92 | 1391.3 | 1529.18 | 1671.14 | 1814.94 | 1962.86 | 2117.26 | 2274.03 | 2355.52
Total |  | 6921.288 | 6974.9439 | 7161.4783 | 10365.0725 | 10062.2825 | 10010.3525 | 9784.1525 | 9708.8125 | 9742.9625 | 9632.8427 | 9524.9829 | 10435.5069 | 10849.9087 | 10963.9084 | 11033.4187 | 13336.0854 | 13512.137 | 15609.8877 | 15390.767 | 15291.947 | 16083.6265 | 16171.9375 | 16059.7345 | 15840.4616 | 16198.0451
Region | Technology | 2026-27 | 2027-28 | 2028-29 | 2029-30 | 2030-31 | 2031-32 | 2032-33 | 2033-34 | 2034-35 | 2035-36 | 2036-37 | 2037-38 | 2038-39 | 2039-40 | 2040-41 | 2041-42 | 2042-43 | 2043-44 | 2044-45 | 2045-46 | 2046-47 | 2047-48 | 2048-49 | 2049-50 | 2050-51
TAS1 | Black Coal | 0 | 0 | 0 | 0 | 0 | 0 | 0 | 0 | 0 | 0 | 0 | 0 | 0 | 0 | 0 | 0 | 0 | 0 | 0 | 0 | 0 | 0 | 0 | 0 | 0
TAS1 | Brown Coal | 0 | 0 | 0 | 0 | 0 | 0 | 0 | 0 | 0 | 0 | 0 | 0 | 0 | 0 | 0 | 0 | 0 | 0 | 0 | 0 | 0 | 0 | 0 | 0 | 0
TAS1 | CCGT | 208 | 208 | 208 | 208 | 208 | 208 | 208 | 208 | 208 | 208 | 208 | 208 | 208 | 208 | 208 | 208 | 208 | 208 | 208 | 208 | 208 | 208 | 208 | 208 | 0
TAS1 | Gas - Steam | 0 | 0 | 0 | 0 | 0 | 0 | 0 | 0 | 0 | 0 | 0 | 0 | 0 | 0 | 0 | 0 | 0 | 0 | 0 | 0 | 0 | 0 | 0 | 0 | 0
TAS1 | OCGT / Diesel | 178 | 178 | 178 | 178 | 178 | 178 | 178 | 178 | 178 | 178 | 178 | 178 | 178 | 178 | 58 | 58 | 58 | 58 | 58 | 58 | 58 | 58 | 58 | 58 | 0
TAS1 | Hydro | 2409 | 2409 | 2409 | 2409 | 2409 | 2409 | 2409 | 2409 | 2409 | 2409 | 2409 | 2409 | 2409 | 2409 | 2409 | 2409 | 2409 | 2409 | 2409 | 2409 | 2409 | 2409 | 2409 | 2409 | 2409
TAS1 | Hydrogen Turbine | 0 | 0 | 0 | 0 | 0 | 0 | 0 | 0 | 0 | 0 | 0 | 0 | 0 | 0 | 0 | 0 | 0 | 0 | 0 | 0 | 0 | 0 | 0 | 0 | 0
TAS1 | Wind | 846.7538 | 1130.1577 | 1413.5615 | 1709.9975 | 1829.683 | 1949.3684 | 2069.0538 | 2188.7392 | 2308.4247 | 2428.11 | 2547.7955 | 2667.4809 | 2787.1662 | 2906.8516 | 2906.8516 | 2906.8516 | 2906.8516 | 2906.8516 | 2762.8516 | 2762.8516 | 2762.8516 | 2762.8516 | 2762.8516 | 2762.8516 | 2455.1016
TAS1 | Solar PV | 0 | 0 | 0 | 0 | 0 | 0 | 0 | 0 | 0 | 0 | 0 | 0 | 0 | 0.00010591 | 0.00010592 | 0.00010593 | 0.00010594 | 0.00010595 | 0.00010596 | 0.00010598 | 0.000106 | 0.00010603 | 0.00010606 | 0.00010609 | 0.00010614
TAS1 | Grid Battery | 0 | 0 | 0 | 0 | 0 | 0 | 0 | 0 | 0 | 0 | 0 | 0 | 0 | 0.00011077 | 0.00011771 | 0.00023329 | 0.00024673 | 0.00026839 | 0.00029451 | 0.00041952 | 0.00044395 | 0.00048 | 0.00051571 | 0.00055865 | 0.00059682
TAS1 | PHES | 0 | 0 | 0 | 0 | 0 | 0 | 0 | 0 | 0 | 0 | 0 | 0 | 0 | 0 | 0 | 0 | 0 | 0 | 0 | 0 | 0 | 0 | 0 | 0 | 0
TAS1 | VPP | 5.97 | 9 | 12.69 | 20.26 | 25.73 | 31.8 | 39.13 | 47.25 | 56.33 | 67.3 | 81.19 | 96.51 | 114.63 | 133.55 | 154.5 | 177.22 | 202.39 | 229.35 | 258.38 | 288.77 | 320.5 | 353.92 | 388.98 | 425.67 | 445.09
Total |  | 3647.7238 | 3934.1577 | 4221.2515 | 4525.2575 | 4650.413 | 4776.1684 | 4903.1838 | 5030.9892 | 5159.7547 | 5290.41 | 5423.9855 | 5558.9909 | 5696.7962 | 5835.4018 | 5736.3518 | 5759.072 | 5784.242 | 5811.202 | 5696.232 | 5726.6221 | 5758.3522 | 5791.7722 | 5826.8322 | 5863.5223 | 5309.1923
Explicitly modelled pumping
Region | Technology | 2026-27 | 2027-28 | 2028-29 | 2029-30 | 2030-31 | 2031-32 | 2032-33 | 2033-34 | 2034-35 | 2035-36 | 2036-37 | 2037-38 | 2038-39 | 2039-40 | 2040-41 | 2041-42 | 2042-43 | 2043-44 | 2044-45 | 2045-46 | 2046-47 | 2047-48 | 2048-49 | 2049-50 | 2050-51
NEM | Grid Battery Pump | 2466.0024 | 2921.3996 | 3571.3994 | 8645.9211 | 8615.9211 | 8615.9211 | 8615.9211 | 8560.5911 | 11414.7512 | 11414.7514 | 11364.7515 | 11743.5207 | 11743.5207 | 13024.8656 | 13024.8656 | 17088.9846 | 17088.9846 | 17296.9773 | 17908.7133 | 17898.7135 | 18852.5239 | 18397.127 | 19479.9934 | 14924.995 | 15227.541
NEM | PHES Pump | 1560 | 1560 | 1560 | 1560 | 5598 | 5598 | 5598 | 5598 | 5598 | 5598 | 5598 | 5598 | 5598 | 5598 | 5598 | 5598 | 5598 | 5598.0001 | 5598.0001 | 5598.0001 | 5598.0001 | 5598.0001 | 5598.0001 | 5598.0001 | 5598.0001
NEM | VPP Pump | 560.72 | 757.83 | 999.79 | 1339.39 | 1679 | 2065.68 | 2515.66 | 3029.12 | 3572.2801 | 4202.17 | 4958.64 | 5808.51 | 6774.04 | 7821.3199 | 8943.3201 | 10148.97 | 11471.57 | 12877.2099 | 14372.24 | 15924.3999 | 17535.5301 | 19218.1903 | 20977.8501 | 22803.0401 | 23763.4101
Region | Technology | 2026-27 | 2027-28 | 2028-29 | 2029-30 | 2030-31 | 2031-32 | 2032-33 | 2033-34 | 2034-35 | 2035-36 | 2036-37 | 2037-38 | 2038-39 | 2039-40 | 2040-41 | 2041-42 | 2042-43 | 2043-44 | 2044-45 | 2045-46 | 2046-47 | 2047-48 | 2048-49 | 2049-50 | 2050-51
NSW1 | Grid Battery Pump | 262 | 699.5725 | 699.5725 | 2262.0003 | 2262.0003 | 2262.0003 | 2262.0003 | 2262.0003 | 2262.0003 | 2262.0003 | 2212.0004 | 2212.0005 | 2212.0005 | 2441.0064 | 2441.0064 | 3592.3403 | 3592.3403 | 3592.3403 | 3644.6104 | 3644.6105 | 3644.6108 | 3207.0384 | 3337.0396 | 1968.5197 | 1968.5198
NSW1 | PHES Pump | 840 | 840 | 840 | 840 | 2880 | 2880 | 2880 | 2880 | 2880 | 2880 | 2880 | 2880 | 2880 | 2880 | 2880 | 2880 | 2880 | 2880.0001 | 2880.0001 | 2880.0001 | 2880.0001 | 2880.0001 | 2880.0001 | 2880.0001 | 2880.0001
NSW1 | VPP Pump | 212.7 | 287.34 | 379.27 | 509.93 | 631.04 | 766.26 | 926.27 | 1103.12 | 1277.59 | 1478.99 | 1734.85 | 2020.5201 | 2347.58 | 2703.21 | 3090.03 | 3504.55 | 3958.09 | 4435.9299 | 4945.2001 | 5471.8899 | 6021.6599 | 6591.1802 | 7184.9099 | 7803.1799 | 8115.0002
Region | Technology | 2026-27 | 2027-28 | 2028-29 | 2029-30 | 2030-31 | 2031-32 | 2032-33 | 2033-34 | 2034-35 | 2035-36 | 2036-37 | 2037-38 | 2038-39 | 2039-40 | 2040-41 | 2041-42 | 2042-43 | 2043-44 | 2044-45 | 2045-46 | 2046-47 | 2047-48 | 2048-49 | 2049-50 | 2050-51
QLD1 | Grid Battery Pump | 258 | 258.0087 | 692.2053 | 2215.1163 | 2215.1163 | 2215.1163 | 2215.1163 | 2215.1163 | 2215.1163 | 2215.1163 | 2215.1163 | 2503.2947 | 2503.2947 | 3322.5523 | 3322.5523 | 5664.3525 | 5664.3525 | 5847.0155 | 6406.4813 | 6406.4813 | 8044.8934 | 8044.8849 | 9264.3533 | 7741.4423 | 7767.8944
QLD1 | PHES Pump | 720 | 720 | 720 | 720 | 2718 | 2718 | 2718 | 2718 | 2718 | 2718 | 2718 | 2718 | 2718 | 2718 | 2718 | 2718 | 2718 | 2718 | 2718 | 2718 | 2718 | 2718 | 2718 | 2718 | 2718
QLD1 | VPP Pump | 84.95 | 122.33 | 171.9 | 259.3 | 341.18 | 435.55 | 545.05 | 674.96 | 823.53 | 995.13 | 1191.7 | 1411.11 | 1663.39 | 1937.56 | 2226.8 | 2538.41 | 2879.8699 | 3246.15 | 3635.1001 | 4037.83 | 4453.3701 | 4891.0599 | 5348.5901 | 5818.1001 | 6060.6799
Region | Technology | 2026-27 | 2027-28 | 2028-29 | 2029-30 | 2030-31 | 2031-32 | 2032-33 | 2033-34 | 2034-35 | 2035-36 | 2036-37 | 2037-38 | 2038-39 | 2039-40 | 2040-41 | 2041-42 | 2042-43 | 2043-44 | 2044-45 | 2045-46 | 2046-47 | 2047-48 | 2048-49 | 2049-50 | 2050-51
VIC1 | Grid Battery Pump | 1357.7443 | 1357.7444 | 1357.7447 | 2733.2699 | 2733.2699 | 2733.2699 | 2733.2699 | 2677.9399 | 5557.1 | 5557.1 | 5557.1 | 5557.1 | 5557.1 | 5557.1 | 5557.1 | 5257.1 | 5257.1 | 5257.1 | 5257.1 | 5257.1 | 4626.6855 | 4626.6854 | 4626.6851 | 3231.1604 | 3231.1607
VIC1 | PHES Pump | 0 | 0 | 0 | 0 | 0 | 0 | 0 | 0 | 0 | 0 | 0 | 0 | 0 | 0 | 0 | 0 | 0 | 0 | 0 | 0 | 0 | 0 | 0 | 0 | 0
VIC1 | VPP Pump | 114.06 | 160.28 | 216.5 | 316.69 | 408.63 | 514.71 | 637.19 | 779.41 | 931.3 | 1109.92 | 1323.13 | 1566.32 | 1838.15 | 2136.81 | 2453.29 | 2794.92 | 3172.3 | 3574.4799 | 4004.3799 | 4454.77 | 4925.0601 | 5419.1702 | 5938.1101 | 6482.0601 | 6787.1199
Region | Technology | 2026-27 | 2027-28 | 2028-29 | 2029-30 | 2030-31 | 2031-32 | 2032-33 | 2033-34 | 2034-35 | 2035-36 | 2036-37 | 2037-38 | 2038-39 | 2039-40 | 2040-41 | 2041-42 | 2042-43 | 2043-44 | 2044-45 | 2045-46 | 2046-47 | 2047-48 | 2048-49 | 2049-50 | 2050-51
SA1 | Grid Battery Pump | 586.258 | 604.0739 | 819.877 | 1433.5345 | 1403.5345 | 1403.5345 | 1403.5345 | 1403.5345 | 1378.5345 | 1378.5347 | 1378.5347 | 1469.1255 | 1469.1255 | 1702.2067 | 1702.2067 | 2573.1915 | 2573.1915 | 2598.5212 | 2598.5212 | 2588.5212 | 2534.3338 | 2516.5179 | 2249.9149 | 1981.872 | 2257.9655
SA1 | PHES Pump | 0 | 0 | 0 | 0 | 0 | 0 | 0 | 0 | 0 | 0 | 0 | 0 | 0 | 0 | 0 | 0 | 0 | 0 | 0 | 0 | 0 | 0 | 0 | 0 | 0
SA1 | VPP Pump | 143.04 | 178.88 | 219.43 | 233.21 | 272.42 | 317.36 | 368.02 | 424.38 | 483.53 | 550.83 | 627.77 | 714.05 | 810.29 | 910.19 | 1018.7 | 1133.87 | 1258.92 | 1391.3 | 1529.18 | 1671.14 | 1814.94 | 1962.86 | 2117.26 | 2274.03 | 2355.52
Region | Technology | 2026-27 | 2027-28 | 2028-29 | 2029-30 | 2030-31 | 2031-32 | 2032-33 | 2033-34 | 2034-35 | 2035-36 | 2036-37 | 2037-38 | 2038-39 | 2039-40 | 2040-41 | 2041-42 | 2042-43 | 2043-44 | 2044-45 | 2045-46 | 2046-47 | 2047-48 | 2048-49 | 2049-50 | 2050-51
TAS1 | Grid Battery Pump | 2 | 2 | 2 | 2 | 2 | 2 | 2 | 2 | 2 | 2 | 2 | 2 | 2 | 2.0001 | 2.0001 | 2.0002 | 2.0002 | 2.0003 | 2.0003 | 2.0004 | 2.0004 | 2.0005 | 2.0005 | 2.0006 | 2.0006
TAS1 | PHES Pump | 0 | 0 | 0 | 0 | 0 | 0 | 0 | 0 | 0 | 0 | 0 | 0 | 0 | 0 | 0 | 0 | 0 | 0 | 0 | 0 | 0 | 0 | 0 | 0 | 0
TAS1 | VPP Pump | 5.97 | 9 | 12.69 | 20.26 | 25.73 | 31.8 | 39.13 | 47.25 | 56.33 | 67.3 | 81.19 | 96.51 | 114.63 | 133.55 | 154.5 | 177.22 | 202.39 | 229.35 | 258.38 | 288.77 | 320.5 | 353.92 | 388.98 | 425.67 | 445.09

## BaseCase_REZ Generation
Annual sent-out generation by REZ (GWh) - BaseCase, Step Change Scenario
The REZ generation includes generation from the existing, committed and anticipated renewables mapped to the relevant REZs. Does not include generation from renewables not in a REZ.
Non-scheduled generation including Distributed PV is not shown.
Region | REZ | REZ Name | Technology | 2026-27 | 2027-28 | 2028-29 | 2029-30 | 2030-31 | 2031-32 | 2032-33 | 2033-34 | 2034-35 | 2035-36 | 2036-37 | 2037-38 | 2038-39 | 2039-40 | 2040-41 | 2041-42 | 2042-43 | 2043-44 | 2044-45 | 2045-46 | 2046-47 | 2047-48 | 2048-49 | 2049-50 | 2050-51
QLD | Q1 | Far North QLD | Solar | 6.027e-06 | 6.7509e-06 | 9.4229e-06 | 1.0549e-05 | 1.0901e-05 | 1.071e-05 | 1.2042e-05 | 1.2011e-05 | 1.0814e-05 | 1.1039e-05 | 1.0559e-05 | 9.0568e-06 | 1.0041e-05 | 1.0337e-05 | 9.6896e-06 | 1.0454e-05 | 1.032e-05 | 9.8932e-06 | 9.8307e-06 | 9.6539e-06 | 8.2537e-06 | 9.0402e-06 | 9.4936e-06 | 9.0705e-06 | 9.6748e-06
QLD | Q2 | North Qld Clean Energy Hub | Solar | 159.8713 | 160.0474 | 170.3059 | 168.9227 | 187.7009 | 205.4244 | 207.0382 | 197.7317 | 187.5827 | 189.0736 | 190.5761 | 70.5246 | 72.4518 | 73.3407 | 68.1113 | 72.8217 | 64.7553 | 60.4875 | 60.4798 | 61.2457 | 31.085 | 32.3406 | 9.0828e-06 | 9.2014e-06 | 9.3498e-06
QLD | Q3 | Northern Qld | Solar | 848.5358 | 837.9946 | 860.3459 | 952.4963 | 1106.5648 | 1137.4744 | 1181.0402 | 1783.6945 | 1672.6838 | 1667.4912 | 1650.7622 | 1441.6973 | 1586.1551 | 1646.8975 | 1491.341 | 1679.3003 | 2775.6345 | 2730.1301 | 2636.0493 | 2693.6308 | 3739.5582 | 3714.8528 | 3914.2759 | 3636.7054 | 3900.5723
QLD | Q4 | Isaac | Solar | 1128.4483 | 1111.8787 | 1158.2499 | 1311.2029 | 1493.3122 | 1575.9622 | 1597.4875 | 1518.6689 | 1384.6174 | 1444.0795 | 1423.3211 | 1291.0451 | 1403.2028 | 1412.1671 | 1328.5909 | 1451.9703 | 1289.1366 | 1183.9743 | 1136.5242 | 1143.2465 | 1011.2366 | 1049.4434 | 616.1928 | 385.3914 | 368.0443
QLD | Q5 | Barcaldine | Solar | 27.3873 | 27.7013 | 28.3582 | 26.5958 | 29.716 | 33.6118 | 33.1844 | 31.4339 | 28.9876 | 30.324 | 31.208 | 28.7623 | 28.9641 | 29.5333 | 28.4239 | 29.9459 | 26.2484 | 0.0012455 | 96.0308 | 100.3458 | 85.4063 | 86.0836 | 107.2994 | 108.0494 | 108.9254
QLD | Q6 | Fitzroy | Solar | 659.4884 | 657.4174 | 621.7665 | 709.6029 | 800.1095 | 886.5145 | 874.1641 | 1065.5016 | 5475.0424 | 5438.754 | 5480.8416 | 4527.4325 | 5076.5938 | 5100.5058 | 5064.803 | 5317.0867 | 6059.101 | 6600.7998 | 7429.8001 | 7696.4506 | 10039.9159 | 10701.8442 | 10216.309 | 10633.9035 | 11288.06
QLD | Q7 | Wide Bay | Solar | 870.4721 | 887.3475 | 870.0453 | 1033.8689 | 1229.6152 | 1285.5818 | 1250.5247 | 1239.694 | 1170.6875 | 1145.5815 | 1158.4278 | 1012.0123 | 1083.5892 | 1101.2621 | 1067.526 | 1300.2501 | 1204.021 | 1191.2336 | 1162.6374 | 1203.0449 | 1929.5303 | 1980.8059 | 1994.7968 | 1945.4179 | 1995.7341
QLD | Q8 | Darling Downs | Solar | 2361.9284 | 2435.5182 | 2454.884 | 4442.3454 | 5173.7318 | 5389.4312 | 5169.174 | 5087.1684 | 4757.5309 | 4855.7275 | 4642.7847 | 3925.5865 | 4243.4443 | 4391.8965 | 4305.7902 | 6680.6964 | 9813.9776 | 12534.0808 | 12488.8713 | 13811.4631 | 11523.8585 | 11790.378 | 11611.8813 | 11797.7397 | 12185.5596
QLD | Q9 | Banana | Solar | 6.0825e-06 | 7.2822e-06 | 8.0769e-06 | 5850.595 | 6704.1562 | 7125.0176 | 6890.1265 | 6860.377 | 6424.633 | 6504.1562 | 6540.7085 | 5424.809 | 6062.043 | 6119.2163 | 12892.116 | 13441.556 | 12893.691 | 12388.33 | 12421.222 | 12743.43 | 11966.81 | 12698.607 | 12814.436 | 13567.432 | 14265.253
NSW | N1 | North West NSW | Solar | 431.9558 | 440.7699 | 383.705 | 451.792 | 496.0452 | 498.3314 | 486.3102 | 478.671 | 473.4688 | 500.3368 | 477.3117 | 411.5509 | 424.3771 | 441.7647 | 431.9543 | 442.8947 | 411.6416 | 405.9661 | 417.1663 | 431.974 | 386.4491 | 378.4236 | 381.995 | 384.2235 | 386.4156
NSW | N2 | New England | Solar | 1363.7373 | 1390.2451 | 1181.9125 | 1378.9871 | 1519.9605 | 1588.847 | 1575.6171 | 1632.1299 | 1551.2474 | 1676.1153 | 1604.0571 | 1270.5219 | 1339.4962 | 1411.6179 | 3190.7318 | 3138.3614 | 6706.6395 | 5949.1591 | 6464.6775 | 6550.433 | 5289.6858 | 5229.9621 | 5378.6518 | 5379.9525 | 5485.2519
NSW | N3 | Central-West Orana | Solar | 3096.7386 | 2958.1421 | 3132.2613 | 5101.8947 | 5749.8078 | 5709.2207 | 5641.7344 | 5568.24 | 5440.967 | 5870.887 | 5575.7137 | 4607.3682 | 4744.6109 | 5054.1038 | 4813.1975 | 8008.9441 | 7658.7338 | 13006.1015 | 13819.1389 | 13960.2789 | 12042.7977 | 11596.3718 | 11946.233 | 11005.9324 | 11867.4264
NSW | N4 | Broken Hill | Solar | 373.9904 | 393.3681 | 345.9552 | 409.1101 | 431.6218 | 425.914 | 429.933 | 401.9283 | 422.8923 | 434.5163 | 426.1291 | 370.4607 | 385.8644 | 387.7983 | 368.2729 | 383.7883 | 337.0578 | 586.2252 | 578.8854 | 617.0471 | 559.2388 | 544.5021 | 523.7549 | 508.6052 | 535.8892
NSW | N5 | South West NSW | Solar | 3237.1114 | 4695.4796 | 4295.5564 | 5025.3204 | 5309.2858 | 5124.0629 | 5324.8662 | 5105.0596 | 4971.3316 | 5231.8712 | 5066.6681 | 4545.1727 | 4719.4895 | 4696.2959 | 4391.5036 | 4717.8371 | 4256.4686 | 3750.5844 | 3909.5809 | 4093.0974 | 8155.5093 | 7958.7683 | 7673.8422 | 6714.7774 | 7119.6032
NSW | N6 | Wagga Wagga | Solar | 3343.1644 | 3334.8424 | 2891.1295 | 3478.7664 | 3758.481 | 3556.5567 | 3710.2821 | 3629.3827 | 3534.3789 | 3713.4529 | 3596.3976 | 3065.9958 | 3240.8792 | 3282.8957 | 3017.9745 | 3270.0562 | 2982.4249 | 2766.1962 | 2873.5838 | 3012.8401 | 2639.507 | 2625.3647 | 2592.9518 | 2367.5111 | 2453.1287
NSW | N7 | Tumut | Solar | 0 | 0 | 0 | 0 | 0 | 0 | 0 | 0 | 0 | 0 | 0 | 0 | 0 | 0 | 0 | 0 | 0 | 0 | 0 | 0 | 0 | 0 | 0 | 0 | 0
NSW | N8 | Cooma-Monaro | Solar | 0 | 0 | 0 | 0 | 0 | 0 | 0 | 0 | 0 | 0 | 0 | 0 | 0 | 0 | 0 | 0 | 0 | 0 | 0 | 0 | 0 | 0 | 0 | 0 | 0
NSW | N9 | Hunter-Central Coast | Solar | 0 | 0 | 0 | 0 | 0 | 0 | 0 | 0 | 0 | 0 | 0 | 0 | 0 | 0 | 0 | 0 | 0 | 0 | 0 | 0 | 0 | 0 | 0 | 0 | 0
VIC | V1 | Ovens Murray | Solar | 6.2698e-06 | 7.2597e-06 | 1.1491e-05 | 7.9421e-05 | 8.2953e-05 | 7.374e-05 | 8.2033e-05 | 8.0112e-05 | 0.00017222 | 0.00017829 | 0.00017325 | 0.00015262 | 0.00015686 | 0.00016319 | 0.00014557 | 0.00028387 | 0.00027962 | 1104.2311 | 1236.3359 | 1246.5591 | 1024.9083 | 1020.5678 | 1000.199 | 887.7082 | 968.1467
VIC | V2 | Murray River | Solar | 1308.7382 | 1339.147 | 1316.3711 | 5127.476 | 5933.9499 | 5677.9541 | 5804.1678 | 5668.3074 | 7213.6901 | 7407.5339 | 7446.3735 | 6412.9797 | 6499.6135 | 6293.4167 | 6099.101 | 6232.7513 | 6056.772 | 6255.9688 | 6642.653 | 6857.9469 | 6174.4807 | 6227.6652 | 5966.4799 | 5318.4016 | 5424.8623
VIC | V3 | Western Victoria | Solar | 5.9528e-06 | 7.0921e-06 | 8.5345e-06 | 4.5471e-05 | 4.5457e-05 | 4.2287e-05 | 4.5641e-05 | 4.5563e-05 | 7.9917e-05 | 8.2921e-05 | 8.2248e-05 | 6.6698e-05 | 7.1841e-05 | 7.2334e-05 | 6.7796e-05 | 7.5499e-05 | 0.00010201 | 0.00018712 | 0.00024284 | 0.00025162 | 0.00021045 | 0.00022653 | 0.00023359 | 0.00021562 | 0.00023125
VIC | V4 | South West Victoria | Solar | 0 | 0 | 0 | 0 | 0 | 0 | 0 | 0 | 0 | 0 | 0 | 0 | 0 | 0 | 0 | 0 | 0 | 0 | 0 | 0 | 0 | 0 | 0 | 0 | 0
VIC | V5 | Gippsland | Solar | 115.1483 | 108.6838 | 96.921 | 112.7293 | 117.7265 | 112.2729 | 109.813 | 113.0911 | 129.2157 | 131.5235 | 126.5847 | 104.7232 | 106.1533 | 105.1077 | 100.8685 | 99.094 | 100.5981 | 103.0635 | 109.8998 | 108.0143 | 88.8552 | 86.508 | 85.8237 | 81.0744 | 79.203
VIC | V6 | Central North VIC | Solar | 1045.3204 | 1005.481 | 987.9548 | 1419.117 | 1400.5494 | 1348.7956 | 1385.2967 | 1359.4376 | 1433.0982 | 1500.6092 | 1484.1587 | 1307.3538 | 1336.9816 | 1265.0555 | 1232.6119 | 1263.0237 | 1233.9807 | 1389.577 | 1384.0777 | 1414.7443 | 1293.5709 | 1273.4774 | 1221.7369 | 1151.1691 | 1195.3698
SA | S1 | South East SA | Solar | 710.3758 | 851.4654 | 760.5964 | 757.2901 | 741.3307 | 723.5601 | 715.5393 | 730.1309 | 763.1563 | 768.3747 | 793.3931 | 632.0276 | 656.1376 | 651.1992 | 636.8868 | 609.8055 | 619.9108 | 568.5168 | 575.2827 | 590.2958 | 506.1925 | 515.1993 | 486.5791 | 342.1948 | 352.4221
SA | S2 | Riverland | Solar | 85.2428 | 104.2701 | 87.8015 | 87.4281 | 90.1291 | 78.2081 | 78.8858 | 80.1283 | 83.1979 | 81.4754 | 86.6947 | 66.8318 | 70.1353 | 72.3308 | 70.5338 | 56.2287 | 56.0502 | 52.6207 | 52.6565 | 45.5065 | 37.5221 | 38.836 | 37.6283 | 36.3874 | 37.1662
SA | S3 | Mid-North SA | Solar | 6.7442e-06 | 8.7809e-06 | 1.273e-05 | 4.5263e-05 | 4.6755e-05 | 4.4465e-05 | 4.6148e-05 | 4.6303e-05 | 4.6121e-05 | 4.4548e-05 | 4.6492e-05 | 8.4171e-05 | 8.8768e-05 | 9.2033e-05 | 8.8078e-05 | 0.00012784 | 0.00021639 | 0.00020818 | 0.00020167 | 0.00020987 | 0.00018608 | 0.00019992 | 0.0002042 | 0.00019557 | 0.00020272
SA | S4 | Yorke Peninsula | Solar | 0 | 0 | 0 | 0 | 0 | 0 | 0 | 0 | 0 | 0 | 0 | 0 | 0 | 0 | 0 | 0 | 0 | 0 | 0 | 0 | 0 | 0 | 0 | 0 | 0
SA | S5 | Northern SA | Solar | 573.9518 | 707.5842 | 687.9574 | 647.4792 | 634.4953 | 648.6024 | 627.3648 | 592.3365 | 624.807 | 623.697 | 653.7761 | 573.4308 | 549.7076 | 548.9646 | 558.2053 | 548.4845 | 531.0542 | 480.1876 | 117.8147 | 105.9896 | 102.6611 | 0.00027325 | 0.00027504 | 0.00026377 | 0.00027475
SA | S6 | Leigh Creek | Solar | 9.7267e-06 | 1.2294e-05 | 2.6942e-05 | 3057.7297 | 3023.301 | 3107.797 | 3002.234 | 2852.5344 | 3091.26 | 3184.7358 | 3302.9775 | 4432.4175 | 4348.618 | 4412.3896 | 4536.3994 | 6941.7285 | 6615.916 | 9537.678 | 10059.446 | 10651.146 | 9212.009 | 8786.846 | 8381.652 | 8229.062 | 8460.104
SA | S7 | Roxby Downs | Solar | 7.2651e-06 | 9.4228e-06 | 1.6802e-05 | 7.1261e-05 | 7.3298e-05 | 7.1651e-05 | 7.1864e-05 | 7.0207e-05 | 7.3448e-05 | 7.018e-05 | 7.2979e-05 | 0.0001352 | 0.00014019 | 0.00016754 | 0.00016506 | 0.00016237 | 0.00027269 | 0.00027024 | 0.00038708 | 0.00040368 | 0.00036135 | 0.00038232 | 0.00038984 | 0.00038367 | 0.00038421
SA | S8 | Eastern Eyre Peninsula | Solar | 5.6111e-06 | 7.5231e-06 | 9.2592e-06 | 2.7567e-05 | 2.8832e-05 | 2.6652e-05 | 2.7447e-05 | 2.7809e-05 | 2.8613e-05 | 2.6886e-05 | 3.0864e-05 | 4.0161e-05 | 4.3447e-05 | 4.8562e-05 | 4.5693e-05 | 6.4108e-05 | 9.0962e-05 | 0.00011575 | 0.00010914 | 0.00011523 | 9.8203e-05 | 0.00011626 | 0.00012173 | 0.0001142 | 0.00011681
SA | S9 | Western Eyre Peninsula | Solar | 5.276e-06 | 6.6335e-06 | 9.1853e-06 | 2.5685e-05 | 2.6362e-05 | 2.5088e-05 | 2.5957e-05 | 2.581e-05 | 2.6272e-05 | 2.538e-05 | 2.7488e-05 | 4.1229e-05 | 4.3585e-05 | 5.1252e-05 | 5.1553e-05 | 6.2682e-05 | 9.593e-05 | 9.7452e-05 | 9.2982e-05 | 9.5566e-05 | 8.7599e-05 | 0.0001027 | 0.00010611 | 0.00010233 | 0.00010515
TAS | T1 | North East Tasmania | Solar | 4.7864e-06 | 4.4002e-06 | 4.2391e-06 | 5.2053e-06 | 6.0021e-06 | 6.2269e-06 | 7.8365e-06 | 8.5212e-06 | 7.6862e-06 | 7.9595e-06 | 9.2205e-06 | 9.7984e-06 | 1.1181e-05 | 1.2414e-05 | 1.2217e-05 | 1.4937e-05 | 1.886e-05 | 1.9582e-05 | 2.1961e-05 | 2.3534e-05 | 2.3653e-05 | 2.7325e-05 | 3.0774e-05 | 2.9743e-05 | 3.5155e-05
TAS | T2 | North West Tasmania | Solar | 1.1354e-05 | 1.6071e-05 | 1.5837e-05 | 3.5557e-05 | 3.599e-05 | 3.2411e-05 | 3.4314e-05 | 3.8954e-05 | 3.1229e-05 | 3.202e-05 | 3.1425e-05 | 2.671e-05 | 3.2823e-05 | 0.00010656 | 9.737e-05 | 9.7996e-05 | 0.00011224 | 0.00010265 | 0.00010524 | 0.00010372 | 8.8046e-05 | 9.8125e-05 | 9.8356e-05 | 9.0497e-05 | 9.2878e-05
TAS | T3 | Central Highlands | Solar | 4.2771e-06 | 4.0289e-06 | 3.779e-06 | 4.3589e-06 | 5.1829e-06 | 5.6415e-06 | 7.0818e-06 | 7.7086e-06 | 6.8851e-06 | 7.0822e-06 | 8.6659e-06 | 8.9111e-06 | 9.81e-06 | 1.1387e-05 | 1.175e-05 | 1.4257e-05 | 1.7885e-05 | 1.8314e-05 | 2.0404e-05 | 2.2414e-05 | 2.1965e-05 | 2.4354e-05 | 2.8684e-05 | 2.9428e-05 | 3.3548e-05
Region | REZ | REZ Name | Technology | 2026-27 | 2027-28 | 2028-29 | 2029-30 | 2030-31 | 2031-32 | 2032-33 | 2033-34 | 2034-35 | 2035-36 | 2036-37 | 2037-38 | 2038-39 | 2039-40 | 2040-41 | 2041-42 | 2042-43 | 2043-44 | 2044-45 | 2045-46 | 2046-47 | 2047-48 | 2048-49 | 2049-50 | 2050-51
QLD | Q1 | Far North QLD | Wind | 1050.1163 | 1106.31 | 1143.8784 | 2919.8238 | 3079.4864 | 3320.5295 | 3149.7134 | 2736.1977 | 2936.4 | 3051.8681 | 2980.7102 | 2872.8979 | 3061.626 | 3092.762 | 3110.9595 | 3014.4877 | 2558.9493 | 2302.203 | 2382.5775 | 2309.4525 | 2157.6958 | 2287.3521 | 1690.3783 | 1752.4241 | 1707.2991
QLD | Q2 | North Qld Clean Energy Hub | Wind | 128.6208 | 131.512 | 107.0294 | 98.2292 | 111.6175 | 128.4664 | 126.0664 | 114.697 | 125.3563 | 132.2651 | 136.1947 | 110.2612 | 107.9055 | 119.894 | 127.055 | 126.9777 | 113.8694 | 124.2865 | 131.5091 | 136.1145 | 102.7523 | 100.4607 | 110.5523 | 117.0107 | 117.893
QLD | Q3 | Northern Qld | Wind | 0 | 0 | 0 | 0 | 0 | 0 | 0 | 0 | 0 | 0 | 0 | 0 | 0 | 0 | 0 | 0 | 0 | 0 | 0 | 0 | 0 | 0 | 0 | 0 | 0
QLD | Q4 | Isaac | Wind | 1073.5563 | 1013.4844 | 1075.3877 | 3602.1314 | 3886.3902 | 4348.7578 | 3993.9554 | 3819.9713 | 4630.0891 | 4609.0122 | 4483.2849 | 4475.7355 | 4467.6918 | 4707.391 | 4982.4884 | 4659.4303 | 4372.0436 | 4392.6644 | 4352.978 | 4243.5474 | 4248.2152 | 4206.5287 | 4418.1877 | 4743.6302 | 4423.8383
QLD | Q5 | Barcaldine | Wind | 1.1395e-05 | 1.1436e-05 | 1.772e-05 | 0.00012256 | 0.00013173 | 0.00013257 | 0.00014384 | 0.00013468 | 268.2998 | 276.9543 | 260.8921 | 279.4157 | 267.7466 | 295.3753 | 283.1123 | 295.1194 | 269.1593 | 270.0978 | 274.6722 | 258.1593 | 264.9259 | 253.9879 | 276.3828 | 272.1806 | 282.8629
QLD | Q6 | Fitzroy | Wind | 1.3178e-05 | 1.4799e-05 | 2.9547e-05 | 2695.7677 | 2716.6111 | 2818.6896 | 2814.9566 | 2653.7111 | 3808.9844 | 3647.6149 | 3560.7951 | 7001.2833 | 7070.0224 | 6984.6456 | 6942.484 | 6977.6587 | 6528.5444 | 6561.8395 | 6962.0152 | 6839.4819 | 9089.8872 | 9040.89 | 8836.9326 | 8915.1704 | 8971.1133
QLD | Q7 | Wide Bay | Wind | 9.9129e-06 | 9.7826e-06 | 1.9091e-05 | 0.00048774 | 0.00050756 | 0.00044447 | 0.00048826 | 0.00046671 | 0.00043032 | 0.00044189 | 0.00039713 | 0.00054364 | 0.00055954 | 0.00054665 | 0.00050082 | 0.00052017 | 0.00049443 | 0.00045677 | 0.00044871 | 0.00042902 | 73.6678 | 74.5905 | 73.9731 | 68.8974 | 72.6992
QLD | Q8 | Darling Downs | Wind | 4803.6424 | 5036.7708 | 5114.4221 | 13830.8728 | 14574.4516 | 13692.0089 | 14544.5954 | 13894.7421 | 15276.9645 | 15818.498 | 15934.1688 | 16092.7126 | 15632.2889 | 15913.6653 | 14591.2376 | 16107.0218 | 18638.4733 | 18097.3604 | 17551.0504 | 17509.7325 | 17839.9442 | 17041.8977 | 17151.5499 | 16229.9985 | 17793.6458
QLD | Q9 | Banana | Wind | 9.9357e-06 | 1.0327e-05 | 1.6747e-05 | 0.00039416 | 0.00041056 | 0.00037251 | 0.00040909 | 0.00038228 | 0.00040445 | 0.00041149 | 0.00038988 | 1557.1966 | 1536.1545 | 1564.1726 | 1474.0936 | 1559.9196 | 1440.9536 | 1449.954 | 1477.8812 | 1408.5315 | 2184.421 | 2137.9323 | 2154.3045 | 2064.9376 | 2180.5516
NSW | N1 | North West NSW | Wind | 0 | 0 | 0 | 0 | 0 | 0 | 0 | 0 | 0 | 0 | 0 | 0 | 0 | 0 | 0 | 0 | 0 | 0 | 0 | 0 | 0 | 0 | 0 | 0 | 0
NSW | N2 | New England | Wind | 1245.1235 | 2259.8169 | 6691.6119 | 8728.5897 | 9231.9264 | 8866.4765 | 9397.6655 | 9136.1195 | 9078.0379 | 9492.0554 | 16846.9886 | 24838.3659 | 22095.4209 | 22665.4653 | 21111.0743 | 22412.2853 | 21387.2526 | 20147.439 | 20475.2313 | 21332.5823 | 22784.0055 | 20151.782 | 20565.9204 | 19153.2367 | 20526.6073
NSW | N3 | Central-West Orana | Wind | 1941.2267 | 2633.7812 | 3326.927 | 4278.9143 | 4361.6572 | 4240.5411 | 4446.4348 | 4325.3224 | 4307.2618 | 4598.2998 | 4602.2503 | 4413.2255 | 4150.6406 | 4114.0576 | 3973.9949 | 4245.9998 | 4067.3078 | 3896.0246 | 4113.4556 | 4299.3129 | 4270.3659 | 3902.1896 | 3851.9672 | 3491.6486 | 3708.3616
NSW | N4 | Broken Hill | Wind | 633.4953 | 627.3075 | 590.5407 | 630.2283 | 653.9227 | 661.0122 | 634.2588 | 601.4858 | 609.4841 | 649.6527 | 635.5857 | 591.3453 | 620.9279 | 626.7884 | 625.4363 | 609.4942 | 566.5995 | 0.0004853 | 0.00052474 | 80.5516 | 98.3704 | 103.1885 | 101.7177 | 105.2027 | 101.1292
NSW | N5 | South West NSW | Wind | 3.5823e-05 | 4.8689e-05 | 4.1401e-05 | 0.00034021 | 0.00033866 | 0.00035056 | 0.00032907 | 0.00032922 | 0.00031929 | 0.00034866 | 0.00034562 | 0.00027459 | 0.00029949 | 0.0003147 | 0.00044935 | 0.00039768 | 0.00040228 | 0.00038482 | 0.00062431 | 0.0010868 | 0.00090859 | 0.00095614 | 0.0009256 | 0.0010349 | 0.00096004
NSW | N6 | Wagga Wagga | Wind | 2.6796e-05 | 3.7215e-05 | 3.5526e-05 | 0.00011643 | 0.00010968 | 0.00011298 | 0.00011304 | 0.00011327 | 0.00010022 | 0.00011096 | 0.00010867 | 9.4976e-05 | 0.00010849 | 0.00010094 | 0.00013894 | 0.00012937 | 0.00013619 | 0.0001196 | 0.00016682 | 0.00024082 | 0.00023208 | 0.00024383 | 0.00022967 | 0.00028592 | 0.00027772
NSW | N7 | Tumut | Wind | 0 | 0 | 0 | 0 | 0 | 0 | 0 | 0 | 0 | 0 | 0 | 0 | 0 | 0 | 0 | 0 | 0 | 0 | 0 | 0 | 0 | 0 | 0 | 0 | 0
NSW | N8 | Cooma-Monaro | Wind | 979.7502 | 1099.5504 | 1089.1524 | 1150.2996 | 1248.6152 | 1287.876 | 1154.2933 | 1188.9678 | 1179.931 | 1262.3884 | 1174.6118 | 1141.8276 | 1146.3412 | 1245.1961 | 1155.9576 | 1071.9205 | 1101.6685 | 1025.5869 | 1105.4314 | 1066.8617 | 1082.6391 | 1044.9141 | 1080.7409 | 1103.5573 | 1019.3506
NSW | N9 | Hunter-Central Coast | Wind | 923.282 | 2020.3654 | 1934.7202 | 3778.5366 | 4215.0179 | 4131.0581 | 4048.9798 | 4210.0994 | 4108.2025 | 4394.6721 | 4822.9746 | 4644.5888 | 4241.7258 | 4465.2832 | 4291.4945 | 4345.456 | 4424.4125 | 4116.4222 | 4371.656 | 4603.5471 | 4764.3261 | 4185.5854 | 4341.3836 | 4220.0553 | 4300.9569
VIC | V1 | Ovens Murray | Wind | 0 | 0 | 0 | 0 | 0 | 0 | 0 | 0 | 0 | 0 | 0 | 0 | 0 | 0 | 0 | 0 | 0 | 0 | 0 | 0 | 0 | 0 | 0 | 0 | 0
VIC | V2 | Murray River | Wind | 0 | 0 | 0 | 0 | 0 | 0 | 0 | 0 | 0 | 0 | 0 | 0 | 0 | 0 | 0 | 0 | 0 | 0 | 0 | 0 | 0 | 0 | 0 | 0 | 0
VIC | V3 | Western Victoria | Wind | 4967.02 | 5150.7964 | 4806.3706 | 8971.6922 | 8533.6932 | 9443.4561 | 8390.6866 | 8450.2598 | 8074.3196 | 8578.7479 | 8773.3212 | 7777.0512 | 8146.5972 | 7813.994 | 8624.7322 | 7651.1456 | 7636.6907 | 7261.634 | 6584.7338 | 6872.0948 | 6033.8247 | 6454.2449 | 6178.7714 | 5234.7424 | 4733.727
VIC | V4 | South West Victoria | Wind | 9175.5408 | 9430.7593 | 8532.4228 | 11091.0651 | 10625.6459 | 11884.5161 | 10239.4139 | 10433.4883 | 11358.87 | 12031.0212 | 12350.7042 | 10759.5927 | 10490.2834 | 9967.72 | 10626.9698 | 9110.4911 | 9223.9402 | 10607.1383 | 11260.0298 | 9544.843 | 9121.0364 | 9978.6667 | 9529.6668 | 10734.2131 | 9244.2881
VIC | V5 | Gippsland | Wind | 1.3261e-05 | 2.5336e-05 | 4.2174e-05 | 1516.7821 | 1460.5733 | 1614.7923 | 1464.4398 | 1459.7413 | 1542.822 | 1558.4597 | 1705.3751 | 1489.581 | 1486.6363 | 1433.3756 | 1572.665 | 1429.4821 | 1421.8985 | 1457.0656 | 1487.2545 | 1654.8252 | 1427.5546 | 1416.6063 | 1367.3966 | 1518.924 | 1370.1554
VIC | V6 | Central North VIC | Wind | 1.1697e-05 | 1.743e-05 | 2.7186e-05 | 0.00048354 | 0.00048155 | 0.00051303 | 0.00051558 | 0.00051574 | 0.00044352 | 0.00047753 | 0.00046407 | 0.00040071 | 0.00042053 | 0.000386 | 0.00041326 | 0.00040587 | 0.00041942 | 0.00036521 | 0.00039883 | 0.00040897 | 0.00037622 | 0.00055999 | 0.00052168 | 0.00059092 | 0.00059474
SA | S1 | South East SA | Wind | 681.9987 | 769.9456 | 638.1574 | 622.5733 | 612.1031 | 734.2227 | 636.9382 | 630.4349 | 657.4369 | 442.864 | 456.3517 | 372.5175 | 673.1762 | 645.2205 | 649.0057 | 581.0454 | 716.8724 | 675.7234 | 743.1415 | 782.385 | 671.3754 | 715.4246 | 663.4835 | 736.5215 | 664.0075
SA | S2 | Riverland | Wind | 9.6665e-06 | 1.2729e-05 | 1.461e-05 | 3.7758e-05 | 3.6464e-05 | 3.7277e-05 | 3.498e-05 | 3.9301e-05 | 3.5577e-05 | 8.4332e-05 | 7.9634e-05 | 6.9298e-05 | 9.4182e-05 | 9.2958e-05 | 0.00011242 | 9.8671e-05 | 0.00011138 | 0.00010245 | 0.00014755 | 0.00014492 | 0.00012571 | 0.00016454 | 0.00016106 | 0.00017243 | 0.00015301
SA | S3 | Mid-North SA | Wind | 5186.7506 | 5603.4227 | 5226.7295 | 5064.075 | 5093.9404 | 5437.2752 | 4841.2438 | 4755.1906 | 4449.292 | 5404.0218 | 4786.8939 | 4303.964 | 4747.253 | 3880.9937 | 4169.1125 | 3711.7652 | 3895.6179 | 3026.1509 | 3469.0132 | 3436.2928 | 3015.3492 | 3186.64 | 3138.563 | 3356.4715 | 3058.7372
SA | S4 | Yorke Peninsula | Wind | 225.2827 | 256.6727 | 250.5567 | 234.7581 | 227.895 | 0.0001848 | 0.00016724 | 0.00017761 | 0.00015791 | 0.00032512 | 0.00029669 | 0.00027061 | 0.00066485 | 0.00076388 | 0.00090721 | 0.00077022 | 0.00082654 | 0.00074042 | 0.00090646 | 0.00087547 | 0.00079762 | 0.00083655 | 0.00079019 | 0.00089015 | 0.00078011
SA | S5 | Northern SA | Wind | 1236.7503 | 1366.3182 | 1276.8753 | 1238.906 | 1258.9987 | 1274.0528 | 1154.2799 | 1209.7992 | 1187.1069 | 1293.1417 | 1319.938 | 1195.4799 | 1193.568 | 1220.3392 | 1240.3285 | 1102.8936 | 1156.2546 | 1097.3315 | 1193.765 | 575.0426 | 464.6901 | 465.2305 | 476.2662 | 516.7284 | 473.642
SA | S6 | Leigh Creek | Wind | 1.5752e-05 | 2.4003e-05 | 831.5355 | 3789.5915 | 3821.4328 | 3879.7146 | 3713.5515 | 3631.0563 | 3478.5301 | 3723.1463 | 3684.8671 | 4393.905 | 4216.4624 | 4277.2089 | 4344.8756 | 4121.0182 | 4015.6026 | 3730.4336 | 3976.1219 | 3961.461 | 6531.2252 | 6311.8836 | 6267.2263 | 6338.0663 | 6114.7893
SA | S7 | Roxby Downs | Wind | 0 | 0 | 0 | 0 | 0 | 0 | 0 | 0 | 0 | 0 | 0 | 0 | 0 | 0 | 0 | 0 | 0 | 0 | 0 | 0 | 0 | 0 | 0 | 0 | 0
SA | S8 | Eastern Eyre Peninsula | Wind | 308.401 | 337.758 | 351.2197 | 334.7556 | 171.9006 | 160.3626 | 135.2832 | 137.6559 | 139.0458 | 0.0015841 | 0.0014578 | 0.0013769 | 236.9804 | 504.662 | 562.2742 | 482.2161 | 502.3762 | 455.9342 | 525.5197 | 499.0849 | 474.5203 | 488.4195 | 477.1131 | 524.2487 | 458.9144
SA | S9 | Western Eyre Peninsula | Wind | 1.3003e-05 | 1.7032e-05 | 2.769e-05 | 0.00013392 | 0.00013027 | 0.00013918 | 0.00013068 | 0.00013179 | 0.00011552 | 0.00022177 | 0.00020552 | 0.00019982 | 0.00021368 | 0.00023053 | 0.00041594 | 0.00037327 | 0.00037847 | 0.00033439 | 0.00040091 | 0.00038883 | 0.0003734 | 0.00037833 | 0.00036451 | 0.00040747 | 0.00037111
TAS | T1 | North East Tasmania | Wind | 534.3017 | 550.5435 | 501.7344 | 469.5102 | 456.6799 | 518.1641 | 482.4496 | 489.0771 | 554.4081 | 525.6322 | 539.4478 | 504.2091 | 473.8253 | 463.8701 | 513.8559 | 472.4738 | 476.7077 | 541.5605 | 513.9136 | 530.3867 | 492.7649 | 467.087 | 454.1408 | 504.8669 | 0.00075859
TAS | T2 | North West Tasmania | Wind | 788.567 | 778.6521 | 699.162 | 690.5489 | 656.471 | 747.9847 | 718.0575 | 690.0087 | 739.1673 | 776.7832 | 762.0818 | 701.0503 | 703.7763 | 665.1433 | 739.0419 | 702.0061 | 672.7915 | 721.759 | 759.4434 | 749.9633 | 688.0171 | 686.9572 | 649.7297 | 722.7925 | 366.7388
TAS | T3 | Central Highlands | Wind | 1827.9863 | 3210.3218 | 4038.9657 | 4771.649 | 4611.3679 | 4847.2889 | 4841.9886 | 4824.6064 | 5016.7723 | 5024.4083 | 5387.8798 | 5410.8817 | 5501.8051 | 5250.4509 | 5203.0692 | 5125.9014 | 5046.3207 | 5156.3257 | 4983.724 | 5318.6215 | 5320.6348 | 5395.3495 | 5057.0376 | 5006.5871 | 4938.6297
Region | REZ | REZ Name | Technology | 2026-27 | 2027-28 | 2028-29 | 2029-30 | 2030-31 | 2031-32 | 2032-33 | 2033-34 | 2034-35 | 2035-36 | 2036-37 | 2037-38 | 2038-39 | 2039-40 | 2040-41 | 2041-42 | 2042-43 | 2043-44 | 2044-45 | 2045-46 | 2046-47 | 2047-48 | 2048-49 | 2049-50 | 2050-51
NSW | O1 | Hunter Coast | Offshore Wind | 2.5996e-06 | 3.0334e-06 | 3.2182e-06 | 6.2636e-06 | 6.0985e-06 | 5.4084e-06 | 6.7484e-06 | 8.3271e-06 | 8.1563e-06 | 7.9055e-06 | 8.02e-06 | 9.4296e-06 | 7.9412e-06 | 9.5284e-06 | 8.7545e-06 | 1.1324e-05 | 1.4573e-05 | 1.4971e-05 | 1.4986e-05 | 1.7638e-05 | 2.2763e-05 | 1.88e-05 | 2.4434e-05 | 2.2122e-05 | 2.298e-05
NSW | O2 | Illawarra Coast | Offshore Wind | 2.1664e-05 | 2.0647e-05 | 2.2482e-05 | 3.3437e-05 | 3.2552e-05 | 3.1895e-05 | 3.2447e-05 | 3.3436e-05 | 3.0869e-05 | 3.2609e-05 | 2.9639e-05 | 3.282e-05 | 3.0527e-05 | 3.441e-05 | 3.8645e-05 | 4.3615e-05 | 4.5575e-05 | 4.3261e-05 | 4.9243e-05 | 4.7908e-05 | 8.192e-05 | 7.4357e-05 | 9.3674e-05 | 9.551e-05 | 9.2439e-05
VIC | O3 | Gippsland Coast | Offshore Wind | 8.62e-06 | 9.6197e-06 | 1512.9216 | 5849.5093 | 5804.289 | 6343.6587 | 7685.366 | 10036.511 | 12463.009 | 14393.865 | 13901.254 | 14160.809 | 14137.496 | 13048.575 | 13962.833 | 13238.792 | 14099.547 | 13701.605 | 14073.102 | 14385.5625 | 13943.324 | 13926.092 | 13223.934 | 14460.48 | 13522.43
TAS | O4 | North West Tasmania Coast | Offshore Wind | 1.174e-05 | 1.1396e-05 | 1.0872e-05 | 1.3309e-05 | 1.4288e-05 | 1.8873e-05 | 2.0501e-05 | 2.1086e-05 | 1.9023e-05 | 2.0157e-05 | 2.0175e-05 | 2.0309e-05 | 2.1789e-05 | 3.4211e-05 | 3.7616e-05 | 3.3854e-05 | 3.5102e-05 | 3.5022e-05 | 3.7004e-05 | 3.676e-05 | 3.5458e-05 | 3.6084e-05 | 3.4188e-05 | 3.8934e-05 | 3.6186e-05
VIC | O5 | Portland Coast | Offshore Wind | 7.2938e-06 | 8.631e-06 | 5.4518e-05 | 0.00077206 | 0.00075343 | 0.00078683 | 0.0007166 | 0.00072253 | 0.00068889 | 1063.6078 | 3812.6865 | 5157.3394 | 8611.341 | 10435.111 | 10783.11 | 9978.056 | 10346.104 | 9916.214 | 10372.45 | 11052.406 | 10473.897 | 11316.777 | 10486.487 | 11235.3 | 10197.335
SA | O6 | South East SA Coast | Offshore Wind | 6.4247e-06 | 7.7113e-06 | 8.454e-06 | 2.0075e-05 | 1.7454e-05 | 1.812e-05 | 1.8163e-05 | 1.9492e-05 | 1.8235e-05 | 1.8449e-05 | 1.8902e-05 | 1.8542e-05 | 2.3962e-05 | 2.387e-05 | 2.8052e-05 | 2.7986e-05 | 3.3769e-05 | 3.4777e-05 | 3.5564e-05 | 4.0398e-05 | 3.9267e-05 | 5.7854e-05 | 5.3466e-05 | 5.6864e-05

## BaseCase_REZ Capacity
Installed capacity by REZ (MW) - BaseCase, Step Change Scenario
Capacity calculated on 1 July. In early study years some wind and solar projects enter later in the financial year and are therefore reflected in the following financial year's capacity. REZ capacity includes capacity from the existing, committed and anticipated renewables mapped to the relevant REZs. Does not include capacity from renewables not in a REZ.
Non-scheduled generation including Distributed PV is not shown.
Region | REZ | REZ Name | Technology | 2026-27 | 2027-28 | 2028-29 | 2029-30 | 2030-31 | 2031-32 | 2032-33 | 2033-34 | 2034-35 | 2035-36 | 2036-37 | 2037-38 | 2038-39 | 2039-40 | 2040-41 | 2041-42 | 2042-43 | 2043-44 | 2044-45 | 2045-46 | 2046-47 | 2047-48 | 2048-49 | 2049-50 | 2050-51
QLD | Q1 | Far North QLD | Solar | 0 | 0 | 0 | 0 | 0 | 0 | 0 | 0 | 0 | 0 | 0 | 0 | 0 | 0 | 0 | 0 | 0 | 0 | 0 | 0 | 0 | 0 | 0 | 0 | 0
QLD | Q2 | North Qld Clean Energy Hub | Solar | 83 | 83 | 83 | 83 | 83 | 83 | 83 | 83 | 83 | 83 | 83 | 33 | 33 | 33 | 33 | 33 | 33 | 33 | 33 | 33 | 18 | 18 | 0 | 0 | 0
QLD | Q3 | Northern Qld | Solar | 513.997 | 513.997 | 513.997 | 513.997 | 513.997 | 513.997 | 513.9971 | 820.3385 | 820.3385 | 820.3385 | 820.3385 | 820.3385 | 820.3385 | 820.3385 | 820.3385 | 820.3385 | 1496.254 | 1591.2981 | 1596.0361 | 1596.0361 | 2754.6115 | 2644.2115 | 2770.088 | 2770.088 | 2637.491
QLD | Q4 | Isaac | Solar | 684.9 | 684.9 | 684.9 | 684.9 | 684.9 | 684.9 | 684.9002 | 684.9005 | 684.9005 | 684.9005 | 684.9005 | 684.9005 | 684.9005 | 684.9005 | 684.9005 | 684.9005 | 684.9005 | 684.9005 | 642.4005 | 642.4005 | 642.4005 | 642.4005 | 412.0883 | 254.5883 | 228.5883
QLD | Q5 | Barcaldine | Solar | 14 | 14 | 14 | 14.0002 | 14.0002 | 14.0002 | 14.0002 | 14.0002 | 14.0005 | 14.0005 | 14.0005 | 14.0005 | 14.0005 | 14.0008 | 14.0008 | 14.0008 | 14.0008 | 0.00076292 | 60.001 | 60.001 | 60.001 | 60.001 | 74.3147 | 74.3147 | 74.3147
QLD | Q6 | Fitzroy | Solar | 401.5 | 401.5 | 401.5 | 401.5 | 401.5 | 401.5 | 401.5 | 485.843 | 2553.1826 | 2553.1826 | 2553.1826 | 2553.1826 | 2553.1826 | 2553.1826 | 2553.1826 | 2553.1826 | 2987.6619 | 3454.727 | 3987.4587 | 3987.4587 | 6220.707 | 6220.707 | 6220.707 | 6220.707 | 6220.707
QLD | Q7 | Wide Bay | Solar | 607.83 | 607.83 | 607.83 | 638.5321 | 638.5321 | 638.5321 | 638.5321 | 638.5321 | 638.5321 | 638.5321 | 638.5321 | 638.5321 | 638.5321 | 638.5321 | 638.5321 | 732.4668 | 732.4668 | 769.5773 | 772.6366 | 776.0497 | 1425.8198 | 1425.8198 | 1472.5329 | 1375.8236 | 1375.8236
QLD | Q8 | Darling Downs | Solar | 1476.558 | 1476.558 | 1476.558 | 2342.2405 | 2342.2405 | 2342.2405 | 2342.2405 | 2342.2405 | 2342.2405 | 2342.2405 | 2221.2405 | 2221.2405 | 2221.2405 | 2221.2405 | 2221.2405 | 3381.8685 | 5148.5636 | 6912.382 | 6809.422 | 7316.5086 | 7538.14 | 7538.14 | 7503.64 | 7448 | 7448
QLD | Q9 | Banana | Solar | 0 | 0 | 0 | 2959.0527 | 2959.0527 | 2959.0527 | 2959.0527 | 2959.0527 | 2959.0527 | 2959.0527 | 2959.0527 | 2959.0527 | 2959.0527 | 2959.0527 | 6100 | 6100 | 6100 | 6100 | 6100 | 6100 | 7055.2456 | 7055.2456 | 7414.035 | 7414.035 | 7414.035
NSW | N1 | North West NSW | Solar | 227.6963 | 227.6963 | 227.6963 | 227.6963 | 227.6963 | 227.6963 | 227.6963 | 227.6963 | 227.6963 | 227.6963 | 227.6963 | 227.6963 | 227.6963 | 227.6963 | 230.6309 | 238.1153 | 238.1153 | 258.6244 | 258.6244 | 258.6244 | 258.1317 | 263.3369 | 263.3369 | 263.3369 | 263.3369
NSW | N2 | New England | Solar | 737.8901 | 737.8901 | 737.8901 | 737.8901 | 737.8901 | 737.8901 | 737.8901 | 737.8901 | 737.8901 | 737.8901 | 737.8901 | 737.8901 | 737.8901 | 737.8901 | 1660.3927 | 1660.3927 | 3540 | 3520 | 3520 | 3520 | 3520 | 3520 | 3520 | 3520 | 3520
NSW | N3 | Central-West Orana | Solar | 1739.095 | 1739.095 | 1739.095 | 2441.1961 | 2441.1961 | 2441.1961 | 2441.1961 | 2441.1961 | 2441.1961 | 2441.1961 | 2441.1961 | 2441.1961 | 2441.1961 | 2441.1961 | 2441.1961 | 3925.5061 | 4014.337 | 7548.7756 | 7548.7756 | 7512.6956 | 7611.7473 | 7613.99 | 7563.99 | 7360.95 | 7291.2
NSW | N4 | Broken Hill | Solar | 199.8254 | 199.8254 | 199.8254 | 199.8254 | 199.8254 | 199.8254 | 199.8254 | 199.8254 | 199.8254 | 199.8254 | 199.8254 | 199.8254 | 199.8254 | 199.8254 | 199.8254 | 199.8254 | 199.8254 | 355.5439 | 355.5439 | 355.5439 | 360.5984 | 360.5984 | 360.5984 | 360.5984 | 360.5984
NSW | N5 | South West NSW | Solar | 1819.0147 | 2361.3042 | 2361.3042 | 2361.3042 | 2361.3042 | 2361.3042 | 2361.3042 | 2361.3042 | 2361.3042 | 2361.3042 | 2361.3042 | 2361.3042 | 2361.3042 | 2361.3042 | 2361.3042 | 2361.3042 | 2361.3042 | 2211.0042 | 2211.0042 | 2211.0042 | 5060.4755 | 5060.4755 | 5060.4755 | 4669.3155 | 4420.3355
NSW | N6 | Wagga Wagga | Solar | 1691.028 | 1691.028 | 1691.028 | 1691.028 | 1691.028 | 1691.028 | 1691.028 | 1691.028 | 1691.028 | 1691.028 | 1691.028 | 1691.028 | 1691.028 | 1691.028 | 1691.028 | 1691.028 | 1691.028 | 1691.028 | 1691.028 | 1691.028 | 1691.028 | 1691.028 | 1691.028 | 1691.028 | 1498
NSW | N7 | Tumut | Solar | 0 | 0 | 0 | 0 | 0 | 0 | 0 | 0 | 0 | 0 | 0 | 0 | 0 | 0 | 0 | 0 | 0 | 0 | 0 | 0 | 0 | 0 | 0 | 0 | 0
NSW | N8 | Cooma-Monaro | Solar | 0 | 0 | 0 | 0 | 0 | 0 | 0 | 0 | 0 | 0 | 0 | 0 | 0 | 0 | 0 | 0 | 0 | 0 | 0 | 0 | 0 | 0 | 0 | 0 | 0
NSW | N9 | Hunter-Central Coast | Solar | 0 | 0 | 0 | 0 | 0 | 0 | 0 | 0 | 0 | 0 | 0 | 0 | 0 | 0 | 0 | 0 | 0 | 0 | 0 | 0 | 0 | 0 | 0 | 0 | 0
VIC | V1 | Ovens Murray | Solar | 0 | 0 | 0 | 0 | 0 | 0 | 0 | 0 | 0.00012312 | 0.00012312 | 0.00012318 | 0.00012325 | 0.00012326 | 0.00012329 | 0.0001233 | 0.00021642 | 0.00021646 | 819.428 | 819.428 | 819.428 | 819.428 | 819.428 | 819.428 | 819.428 | 819.428
VIC | V2 | Murray River | Solar | 774.093 | 774.093 | 774.093 | 3026.0923 | 3026.0923 | 3026.0923 | 3026.0923 | 3026.0923 | 3759.0867 | 3759.0867 | 3759.0867 | 3759.0867 | 3759.0867 | 3759.0867 | 3759.0867 | 3759.0867 | 3759.0867 | 4140.0337 | 4140.0337 | 4108.9307 | 4487.1755 | 4683.3096 | 4525.3296 | 4127.8796 | 4035.3196
VIC | V3 | Western Victoria | Solar | 0 | 0 | 0 | 0 | 0 | 0 | 0 | 0 | 0 | 0 | 0 | 0 | 0 | 0 | 0 | 0 | 0 | 0.00015695 | 0.0001984 | 0.00019843 | 0.00019848 | 0.00019853 | 0.00019871 | 0.00019873 | 0.00019875
VIC | V4 | South West Victoria | Solar | 0 | 0 | 0 | 0 | 0 | 0 | 0 | 0 | 0 | 0 | 0 | 0 | 0 | 0 | 0 | 0 | 0 | 0 | 0 | 0 | 0 | 0 | 0 | 0 | 0
VIC | V5 | Gippsland | Solar | 77 | 77 | 77 | 77 | 77 | 77 | 77 | 77 | 77 | 77 | 77 | 77 | 77 | 77 | 77 | 77 | 77 | 77 | 77 | 77 | 77 | 77 | 77 | 77 | 77
VIC | V6 | Central North VIC | Solar | 622.48 | 622.48 | 622.48 | 771.2152 | 771.2152 | 771.2152 | 771.2152 | 771.2152 | 771.2152 | 771.2152 | 771.2152 | 771.2152 | 771.2152 | 771.2152 | 771.2152 | 771.2152 | 771.2152 | 988.5701 | 878.0901 | 878.0901 | 941.2075 | 941.2075 | 941.2075 | 941.2075 | 941.2075
SA | S1 | South East SA | Solar | 512.16 | 512.16 | 512.16 | 512.16 | 512.16 | 512.16 | 512.16 | 512.16 | 512.16 | 512.16 | 512.16 | 512.16 | 512.16 | 512.16 | 512.16 | 481.62 | 481.62 | 481.62 | 481.62 | 481.62 | 481.62 | 481.62 | 481.62 | 373.62 | 373.62
SA | S2 | Riverland | Solar | 55.26 | 55.26 | 55.26 | 55.26 | 55.26 | 49.14 | 49.14 | 49.14 | 49.14 | 49.14 | 49.14 | 49.14 | 49.14 | 49.14 | 49.14 | 37.38 | 37.38 | 37.38 | 37.38 | 30 | 30 | 30 | 30 | 30 | 30
SA | S3 | Mid-North SA | Solar | 0 | 0 | 0 | 0 | 0 | 0 | 0 | 0 | 0 | 0 | 0 | 0 | 0 | 0 | 0 | 0 | 0.0001599 | 0.00016103 | 0.00016109 | 0.00016111 | 0.0001614 | 0.00016147 | 0.00016151 | 0.00016153 | 0.00016156
SA | S4 | Yorke Peninsula | Solar | 0 | 0 | 0 | 0 | 0 | 0 | 0 | 0 | 0 | 0 | 0 | 0 | 0 | 0 | 0 | 0 | 0 | 0 | 0 | 0 | 0 | 0 | 0 | 0 | 0
SA | S5 | Northern SA | Solar | 349.2 | 349.2 | 349.2 | 349.2 | 349.2 | 349.2 | 349.2 | 349.2 | 349.2 | 349.2 | 349.2 | 349.2 | 349.2 | 349.2 | 349.2 | 349.2001 | 349.2002 | 349.2002 | 79.2002 | 79.2002 | 79.2002 | 0.00020238 | 0.00020241 | 0.00020244 | 0.00020247
SA | S6 | Leigh Creek | Solar | 0 | 0 | 0 | 1564.2037 | 1564.2037 | 1564.2037 | 1564.2037 | 1564.2037 | 1564.2037 | 1564.2037 | 1564.2037 | 2623.8381 | 2623.8381 | 2623.8381 | 2623.8381 | 4006.65 | 4006.65 | 6160.551 | 6283.55 | 6283.55 | 6283.55 | 6283.55 | 6283.55 | 6283.55 | 6283.55
SA | S7 | Roxby Downs | Solar | 0 | 0 | 0 | 0 | 0 | 0 | 0 | 0 | 0 | 0 | 0 | 0 | 0 | 0.0001027 | 0.00010277 | 0.00010294 | 0.00017384 | 0.00017405 | 0.00025786 | 0.00025787 | 0.00025816 | 0.0002582 | 0.00025824 | 0.00025826 | 0.00025827
SA | S8 | Eastern Eyre Peninsula | Solar | 0 | 0 | 0 | 0 | 0 | 0 | 0 | 0 | 0 | 0 | 0 | 0 | 0 | 0 | 0 | 0 | 0 | 0 | 0 | 0 | 0 | 0 | 0 | 0 | 0
SA | S9 | Western Eyre Peninsula | Solar | 0 | 0 | 0 | 0 | 0 | 0 | 0 | 0 | 0 | 0 | 0 | 0 | 0 | 0 | 0 | 0 | 0 | 0 | 0 | 0 | 0 | 0 | 0 | 0 | 0
TAS | T1 | North East Tasmania | Solar | 0 | 0 | 0 | 0 | 0 | 0 | 0 | 0 | 0 | 0 | 0 | 0 | 0 | 0 | 0 | 0 | 0 | 0 | 0 | 0 | 0 | 0 | 0 | 0 | 0
TAS | T2 | North West Tasmania | Solar | 0 | 0 | 0 | 0 | 0 | 0 | 0 | 0 | 0 | 0 | 0 | 0 | 0 | 0.00010591 | 0.00010592 | 0.00010593 | 0.00010594 | 0.00010595 | 0.00010596 | 0.00010598 | 0.000106 | 0.00010603 | 0.00010606 | 0.00010609 | 0.00010614
TAS | T3 | Central Highlands | Solar | 0 | 0 | 0 | 0 | 0 | 0 | 0 | 0 | 0 | 0 | 0 | 0 | 0 | 0 | 0 | 0 | 0 | 0 | 0 | 0 | 0 | 0 | 0 | 0 | 0
Region | REZ | REZ Name | Technology | 2026-27 | 2027-28 | 2028-29 | 2029-30 | 2030-31 | 2031-32 | 2032-33 | 2033-34 | 2034-35 | 2035-36 | 2036-37 | 2037-38 | 2038-39 | 2039-40 | 2040-41 | 2041-42 | 2042-43 | 2043-44 | 2044-45 | 2045-46 | 2046-47 | 2047-48 | 2048-49 | 2049-50 | 2050-51
QLD | Q1 | Far North QLD | Wind | 330.318 | 330.318 | 330.318 | 830.318 | 830.318 | 830.318 | 830.318 | 830.318 | 830.318 | 830.318 | 830.318 | 830.318 | 830.318 | 830.318 | 830.318 | 830.318 | 830.318 | 649.8 | 649.8 | 649.8 | 649.8 | 649.8 | 500 | 500 | 500
QLD | Q2 | North Qld Clean Energy Hub | Wind | 43.2 | 43.2 | 43.2 | 43.2 | 43.2 | 43.2 | 43.2 | 43.2 | 43.2 | 43.2 | 43.2 | 43.2 | 43.2 | 43.2 | 43.2 | 43.2 | 43.2 | 43.2 | 43.2 | 43.2 | 43.2 | 43.2 | 43.2 | 43.2 | 43.2
QLD | Q3 | Northern Qld | Wind | 0 | 0 | 0 | 0 | 0 | 0 | 0 | 0 | 0 | 0 | 0 | 0 | 0 | 0 | 0 | 0 | 0 | 0 | 0 | 0 | 0 | 0 | 0 | 0 | 0
QLD | Q4 | Isaac | Wind | 450 | 450 | 450 | 1450 | 1450 | 1450 | 1450 | 1450 | 1765.2768 | 1765.2768 | 1765.2768 | 1765.2768 | 1765.2768 | 1765.2768 | 1765.2768 | 1765.2768 | 1765.2768 | 1765.2768 | 1765.2768 | 1765.2768 | 1765.2768 | 1765.2768 | 1765.2768 | 1765.2768 | 1765.2768
QLD | Q5 | Barcaldine | Wind | 0 | 0 | 0 | 0 | 0 | 0 | 0 | 0 | 106.7132 | 106.7132 | 106.7132 | 110.672 | 110.672 | 110.672 | 110.672 | 110.672 | 110.672 | 113.5338 | 113.5338 | 113.5338 | 113.5338 | 113.5338 | 113.5338 | 113.5338 | 113.5338
QLD | Q6 | Fitzroy | Wind | 0 | 0 | 0 | 900 | 900 | 900 | 900 | 900 | 1339.7529 | 1339.7529 | 1339.7529 | 2535.1785 | 2535.1785 | 2535.1785 | 2535.1785 | 2535.1785 | 2535.1785 | 2535.1785 | 2845.8179 | 2845.8179 | 3500 | 3500 | 3500 | 3500 | 3500
QLD | Q7 | Wide Bay | Wind | 0 | 0 | 0 | 0.0001459 | 0.0001459 | 0.0001459 | 0.0001459 | 0.0001459 | 0.00014592 | 0.00014592 | 0.00014592 | 0.0002745 | 0.00027453 | 0.00027454 | 0.00027454 | 0.00027455 | 0.00027456 | 0.00027457 | 0.00027459 | 0.00027462 | 33.8971 | 33.8971 | 33.8971 | 33.8971 | 33.8971
QLD | Q8 | Darling Downs | Wind | 1800.89 | 1800.89 | 1800.89 | 5051.4925 | 5051.4925 | 5051.4925 | 5051.4925 | 5051.4925 | 5773.0931 | 5773.0931 | 5773.0931 | 5773.0931 | 5773.0931 | 5773.0931 | 5773.0931 | 5814.9496 | 7148.89 | 7148.89 | 6696 | 6696 | 6696 | 6696 | 6696 | 6696 | 6696
QLD | Q9 | Banana | Wind | 0 | 0 | 0 | 0.00015761 | 0.00015761 | 0.00015761 | 0.00015762 | 0.00015763 | 0.00015783 | 0.00015788 | 0.00015794 | 625.2181 | 625.2181 | 625.2181 | 625.2181 | 625.2181 | 625.2181 | 625.2181 | 625.2181 | 625.2181 | 900.0002 | 900.0002 | 900.0002 | 900.0002 | 900.0002
NSW | N1 | North West NSW | Wind | 0 | 0 | 0 | 0 | 0 | 0 | 0 | 0 | 0 | 0 | 0 | 0 | 0 | 0 | 0 | 0 | 0 | 0 | 0 | 0 | 0 | 0 | 0 | 0 | 0
NSW | N2 | New England | Wind | 442.48 | 747.2978 | 2167.0645 | 3035.6282 | 3035.6282 | 3035.6282 | 3035.6282 | 3035.6282 | 3035.6282 | 3035.6282 | 5448.8892 | 7842.48 | 7670 | 7670 | 7670 | 7670 | 7670 | 7400 | 7400 | 7400 | 7400 | 7400 | 7400 | 7400 | 7400
NSW | N3 | Central-West Orana | Wind | 731.19 | 982.3977 | 1166.1382 | 1531.19 | 1531.19 | 1531.19 | 1531.19 | 1531.19 | 1531.19 | 1531.19 | 1531.19 | 1531.19 | 1531.19 | 1531.19 | 1531.19 | 1531.19 | 1531.19 | 1531.19 | 1531.19 | 1531.19 | 1531.19 | 1531.19 | 1531.19 | 1418 | 1418
NSW | N4 | Broken Hill | Wind | 198.94 | 198.94 | 198.94 | 198.9402 | 198.9402 | 198.9402 | 198.9402 | 198.9402 | 198.9402 | 198.9402 | 198.9402 | 198.9402 | 198.9402 | 198.9402 | 198.9402 | 198.9402 | 198.9402 | 0.00020368 | 0.00020378 | 32.6022 | 42.135 | 42.135 | 42.135 | 42.135 | 42.135
NSW | N5 | South West NSW | Wind | 0 | 0 | 0 | 0.00010058 | 0.00010058 | 0.00010058 | 0.00010059 | 0.00010062 | 0.00010066 | 0.00010105 | 0.00010112 | 0.00010113 | 0.0001014 | 0.00010148 | 0.00015366 | 0.00015372 | 0.00015376 | 0.00015377 | 0.00033469 | 0.00053675 | 0.00053679 | 0.00053722 | 0.00053736 | 0.00053741 | 0.00053743
NSW | N6 | Wagga Wagga | Wind | 0 | 0 | 0 | 0 | 0 | 0 | 0 | 0 | 0 | 0 | 0 | 0 | 0 | 0 | 0 | 0 | 0 | 0 | 0 | 0 | 0 | 0 | 0 | 0.00011172 | 0.00011173
NSW | N7 | Tumut | Wind | 0 | 0 | 0 | 0 | 0 | 0 | 0 | 0 | 0 | 0 | 0 | 0 | 0 | 0 | 0 | 0 | 0 | 0 | 0 | 0 | 0 | 0 | 0 | 0 | 0
NSW | N8 | Cooma-Monaro | Wind | 318.5191 | 372.0579 | 372.0579 | 391.3046 | 391.3046 | 391.3046 | 391.3046 | 391.3046 | 391.3046 | 391.3046 | 391.3046 | 391.3046 | 400.4729 | 413 | 368.421 | 368.421 | 368.421 | 368.421 | 368.421 | 368.421 | 373.9196 | 373.9196 | 373.9196 | 373.9196 | 373.9196
NSW | N9 | Hunter-Central Coast | Wind | 516 | 916 | 916 | 1685.5908 | 1685.5908 | 1685.5908 | 1685.5908 | 1685.5908 | 1685.5908 | 1685.5908 | 1916 | 1916 | 1916 | 1916 | 1916 | 1916 | 1916 | 1916 | 1916 | 1971.9418 | 2040.375 | 2040.375 | 2040.375 | 2040.375 | 2040.375
VIC | V1 | Ovens Murray | Wind | 0 | 0 | 0 | 0 | 0 | 0 | 0 | 0 | 0 | 0 | 0 | 0 | 0 | 0 | 0 | 0 | 0 | 0 | 0 | 0 | 0 | 0 | 0 | 0 | 0
VIC | V2 | Murray River | Wind | 0 | 0 | 0 | 0 | 0 | 0 | 0 | 0 | 0 | 0 | 0 | 0 | 0 | 0 | 0 | 0 | 0 | 0 | 0 | 0 | 0 | 0 | 0 | 0 | 0
VIC | V3 | Western Victoria | Wind | 1934.5 | 1934.5 | 1934.5 | 3154.3492 | 3101.8492 | 3101.8492 | 3101.8492 | 3101.8492 | 2909.8492 | 2909.8492 | 2909.8492 | 2909.8492 | 2909.8492 | 2909.8492 | 2909.8492 | 2909.8492 | 2878.7992 | 2747.5992 | 2355.6492 | 2355.6492 | 2355.6492 | 2371.6622 | 2371.6622 | 1713.5623 | 1713.5623
VIC | V4 | South West Victoria | Wind | 3170.66 | 3170.66 | 3170.66 | 3792.6297 | 3792.6297 | 3792.6297 | 3792.6297 | 3792.6297 | 3946.0071 | 3946.0071 | 3946.0071 | 3878.8071 | 3458.8071 | 3458.8071 | 3277.1071 | 3277.1071 | 3257.6071 | 3676.5487 | 3676.5487 | 2911.4321 | 3243.8632 | 3464.3761 | 3464.3761 | 3464.3761 | 3464.3761
VIC | V5 | Gippsland | Wind | 0 | 0 | 0 | 500 | 500 | 500 | 500 | 500 | 500 | 500 | 500 | 500 | 500 | 500 | 500 | 500 | 500 | 500 | 500 | 500.0002 | 500.0003 | 500.0003 | 500.0003 | 500.0003 | 500.0003
VIC | V6 | Central North VIC | Wind | 0 | 0 | 0 | 0.00015351 | 0.00015351 | 0.00015351 | 0.00015351 | 0.00015352 | 0.00015352 | 0.00015352 | 0.00015352 | 0.00015352 | 0.00015353 | 0.00015353 | 0.00015353 | 0.00015354 | 0.00015354 | 0.00015354 | 0.00015355 | 0.00015356 | 0.00015362 | 0.00030607 | 0.00030625 | 0.00031088 | 0.00031092
SA | S1 | South East SA | Wind | 324.5 | 324.5 | 324.5 | 324.5 | 324.5 | 324.5 | 324.5 | 324.5 | 324.5 | 198 | 198.0002 | 198.0008 | 260.4581 | 260.4581 | 221.4582 | 221.4582 | 272.4595 | 272.4595 | 272.4595 | 272.4595 | 272.4595 | 272.4595 | 272.4595 | 272.4595 | 272.4595
SA | S2 | Riverland | Wind | 0 | 0 | 0 | 0 | 0 | 0 | 0 | 0 | 0 | 0 | 0 | 0 | 0 | 0 | 0 | 0 | 0 | 0 | 0 | 0 | 0 | 0 | 0 | 0 | 0
SA | S3 | Mid-North SA | Wind | 1756.06 | 1756.06 | 1756.06 | 1756.0611 | 1756.0611 | 1756.0611 | 1756.0611 | 1657.3612 | 1657.3612 | 1756.4409 | 1571.6409 | 1571.6409 | 1734.8781 | 1408.1781 | 1408.1781 | 1408.1781 | 1408.1781 | 1194.3181 | 1194.3181 | 1194.3181 | 1194.3181 | 1231.7249 | 1231.7249 | 1231.7249 | 1231.7249
SA | S4 | Yorke Peninsula | Wind | 90.75 | 90.75 | 90.75 | 90.75 | 90.75 | 0 | 0 | 0 | 0 | 0 | 0 | 0 | 0.00024406 | 0.00029803 | 0.00029808 | 0.00029811 | 0.00029813 | 0.00029814 | 0.00041777 | 0.00041784 | 0.00041797 | 0.00041815 | 0.00041825 | 0.00041833 | 0.00041836
SA | S5 | Northern SA | Wind | 422.4 | 422.4 | 422.4 | 422.4 | 422.4 | 422.4 | 422.4 | 422.4 | 422.4 | 422.4 | 422.4 | 422.4 | 422.4 | 422.4 | 422.4 | 422.4 | 422.4 | 422.4 | 422.4 | 210 | 210 | 210 | 210 | 210 | 210
SA | S6 | Leigh Creek | Wind | 0 | 0 | 246.6814 | 1258.6329 | 1258.6329 | 1258.6329 | 1258.6329 | 1258.6329 | 1258.6329 | 1258.6329 | 1258.6329 | 1461.651 | 1461.651 | 1461.651 | 1461.651 | 1461.651 | 1461.651 | 1461.651 | 1461.651 | 1461.651 | 2317.718 | 2317.718 | 2317.718 | 2317.718 | 2317.718
SA | S7 | Roxby Downs | Wind | 0 | 0 | 0 | 0 | 0 | 0 | 0 | 0 | 0 | 0 | 0 | 0 | 0 | 0 | 0 | 0 | 0 | 0 | 0 | 0 | 0 | 0 | 0 | 0 | 0
SA | S8 | Eastern Eyre Peninsula | Wind | 136 | 136 | 136 | 136.0002 | 70.0002 | 70.0002 | 70.0002 | 70.0002 | 70.0002 | 0.00059861 | 0.00059875 | 0.00059907 | 92.4676 | 200.186 | 200.186 | 200.186 | 200.186 | 200.186 | 200.1861 | 200.1861 | 200.1861 | 200.1861 | 200.1861 | 200.1861 | 200.1861
SA | S9 | Western Eyre Peninsula | Wind | 0 | 0 | 0 | 0 | 0 | 0 | 0 | 0 | 0 | 0 | 0 | 0 | 0 | 0 | 0.00013066 | 0.00013073 | 0.00013074 | 0.00013074 | 0.0001308 | 0.00013081 | 0.00013087 | 0.00013089 | 0.00013091 | 0.00013098 | 0.00013099
TAS | T1 | North East Tasmania | Wind | 168 | 168 | 168 | 168 | 168.0002 | 168.0002 | 168.0002 | 168.0002 | 168.0002 | 168.0002 | 168.0002 | 168.0002 | 168.0002 | 168.0002 | 168.0002 | 168.0002 | 168.0002 | 168.0002 | 168.0002 | 168.0002 | 168.0002 | 168.0002 | 168.0002 | 168.0002 | 0.00022736
TAS | T2 | North West Tasmania | Wind | 251.35 | 251.35 | 251.35 | 251.35 | 251.35 | 251.35 | 251.3501 | 251.3501 | 251.3501 | 251.3501 | 251.3501 | 251.3501 | 251.3501 | 251.3503 | 251.3503 | 251.3503 | 251.3503 | 251.3503 | 251.3503 | 251.3503 | 251.3503 | 251.3503 | 251.3503 | 251.3503 | 111.6003
TAS | T3 | Central Highlands | Wind | 427.4038 | 710.8077 | 994.2115 | 1290.6475 | 1410.3328 | 1530.0181 | 1649.7034 | 1769.3889 | 1889.0743 | 2008.7596 | 2128.4451 | 2248.1305 | 2367.8158 | 2487.5011 | 2487.5011 | 2487.5011 | 2487.5011 | 2487.5011 | 2343.5011 | 2343.5011 | 2343.5011 | 2343.5011 | 2343.5011 | 2343.5011 | 2343.5011
Region | REZ | REZ Name | Technology | 2026-27 | 2027-28 | 2028-29 | 2029-30 | 2030-31 | 2031-32 | 2032-33 | 2033-34 | 2034-35 | 2035-36 | 2036-37 | 2037-38 | 2038-39 | 2039-40 | 2040-41 | 2041-42 | 2042-43 | 2043-44 | 2044-45 | 2045-46 | 2046-47 | 2047-48 | 2048-49 | 2049-50 | 2050-51
NSW | O1 | Hunter Coast | Offshore Wind | 0 | 0 | 0 | 0 | 0 | 0 | 0 | 0 | 0 | 0 | 0 | 0 | 0 | 0 | 0 | 0 | 0 | 0 | 0 | 0 | 0 | 0 | 0 | 0 | 0
NSW | O2 | Illawarra Coast | Offshore Wind | 0 | 0 | 0 | 0 | 0 | 0 | 0 | 0 | 0 | 0 | 0 | 0 | 0 | 0 | 0 | 0 | 0 | 0 | 0 | 0 | 0 | 0 | 0 | 0 | 0
VIC | O3 | Gippsland Coast | Offshore Wind | 0 | 0 | 500 | 1999.9998 | 1999.9998 | 1999.9998 | 2666.9998 | 3332.9998 | 4058.2612 | 4629.8315 | 4667.292 | 5052.759 | 5052.759 | 5052.759 | 5052.759 | 5052.759 | 5052.759 | 5052.759 | 5052.759 | 5052.759 | 5052.759 | 5052.759 | 5052.759 | 5052.759 | 5052.759
TAS | O4 | North West Tasmania Coast | Offshore Wind | 0 | 0 | 0 | 0 | 0 | 0 | 0 | 0 | 0 | 0 | 0 | 0 | 0 | 0 | 0 | 0 | 0 | 0 | 0 | 0 | 0 | 0 | 0 | 0 | 0
VIC | O5 | Portland Coast | Offshore Wind | 0 | 0 | 0 | 0.00023301 | 0.00023304 | 0.00023304 | 0.00023305 | 0.00023308 | 0.00023312 | 370.1685 | 1332.7078 | 1947.2411 | 2947.241 | 3947.241 | 3947.241 | 3947.241 | 3947.241 | 3947.241 | 3947.241 | 3947.241 | 3947.241 | 3947.241 | 3947.241 | 3947.241 | 3947.241
SA | O6 | South East SA Coast | Offshore Wind | 0 | 0 | 0 | 0 | 0 | 0 | 0 | 0 | 0 | 0 | 0 | 0 | 0 | 0 | 0 | 0 | 0 | 0 | 0 | 0 | 0 | 0 | 0 | 0 | 0

## BaseCase_VOM Cost
VOM cost by technology ($000s) - BaseCase, Step Change Scenario
VOM | Real June 2024 dollars discounted to 1 July 2025
Explicitly modelled generation
Region | Technology | 2026-27 | 2027-28 | 2028-29 | 2029-30 | 2030-31 | 2031-32 | 2032-33 | 2033-34 | 2034-35 | 2035-36 | 2036-37 | 2037-38 | 2038-39 | 2039-40 | 2040-41 | 2041-42 | 2042-43 | 2043-44 | 2044-45 | 2045-46 | 2046-47 | 2047-48 | 2048-49 | 2049-50 | 2050-51
NEM | Black Coal | 336441.9896 | 307911.8949 | 284521.2182 | 83442.1509 | 92343.8773 | 81243.897 | 77694.5533 | 61892.8292 | 52548.8879 | 46252.3389 | 39758.8057 | 38911.6492 | 23408.858 | 21977.0355 | 6986.0585 | 5852.9999 | 0.0014292 | 0.0011732 | 0.00094635 | 0.00069946 | 0.00062646 | 0.00047351 | 0.00045216 | 0.00045999 | 0.00056608
NEM | Brown Coal | 121887.7165 | 105964.0734 | 65011.9269 | 12511.7093 | 0.0052902 | 0.0021036 | 0.0017905 | 0.0019595 | 0.0014801 | 0.00061338 | 0.000312 | 0.00029812 | 0.00016582 | 0.0001163 | 0.00015948 | 0.00015053 | 0.00013438 | 0.00013029 | 0.00011519 | 8.1682e-05 | 8.2615e-05 | 0 | 0 | 0 | 0
NEM | CCGT | 39128.2971 | 36187.4794 | 53543.1 | 58693.7932 | 50886.3605 | 42946.6977 | 47746.7422 | 53002.9766 | 41167.956 | 33439.4951 | 28939.4357 | 22978.5378 | 21097.9194 | 17985.1222 | 17030.4554 | 14604.8308 | 15183.7643 | 9328.9463 | 6917.463 | 4077.3088 | 2168.8909 | 1835.2812 | 1815.642 | 1662.2328 | 0.00065295
NEM | Gas - Steam | 120.7333 | 116.7481 | 1792.5939 | 664.0823 | 2156.4585 | 1553.0984 | 1999.5531 | 2206.4998 | 1192.5645 | 547.6838 | 532.8061 | 518.7142 | 756.2358 | 0 | 0 | 0 | 0 | 0 | 0 | 0 | 0 | 0 | 0 | 0 | 0
NEM | OCGT / Diesel | 3628.0904 | 3070.4581 | 24218.2651 | 64826.2451 | 37320.9044 | 30612.1472 | 40768.1684 | 45601.1832 | 38004.174 | 24669.0958 | 23234.4353 | 28236.6709 | 38535.5195 | 38502.1691 | 43295.0109 | 34031.9648 | 29301.2128 | 34623.3455 | 22709.5031 | 25975.8926 | 26078.6138 | 23053.3397 | 24198.4213 | 23516.7964 | 25703.9978
NEM | Hydro | 132263.6747 | 108740.0909 | 121697.6724 | 96802.3862 | 88955.9763 | 82122.8219 | 78506.4143 | 80322.011 | 73248.266 | 65459.224 | 54531.0014 | 59206.5648 | 49025.86 | 42164.7486 | 37844.9453 | 34478.7861 | 34908.1323 | 32707.5854 | 29044.3979 | 24588.2493 | 29664.9953 | 23864.8274 | 20879.5374 | 19481.3197 | 18634.1952
NEM | Hydrogen Turbine | 0 | 0 | 0 | 0 | 0 | 0 | 0 | 0 | 0 | 0 | 0 | 0 | 0 | 0 | 0 | 0 | 0 | 0 | 0 | 0 | 0 | 0 | 0 | 0 | 0
NEM | Wind | 3959.4848 | 4159.331 | 4293.2988 | 6711.18 | 6374.6179 | 6232.3315 | 5685.9848 | 5363.4696 | 5390.8308 | 5386.7989 | 5480.8144 | 5557.1315 | 5214.0103 | 4899.4784 | 4595.0644 | 4179.1907 | 3951.4218 | 3581.5211 | 3412.9639 | 3180.2907 | 3039.7129 | 2787.1401 | 2534.8916 | 2384.6381 | 2172.5941
NEM | Solar PV | 2140.2516 | 2145.6382 | 1900.1728 | 3210.2116 | 3317.598 | 3121.2304 | 2907.9873 | 2708.9595 | 2778.6584 | 2680.8464 | 2474.1706 | 2030.167 | 1999.7787 | 1889.2916 | 2014.563 | 2211.7591 | 2244.1793 | 2403.3821 | 2329.9489 | 2265.5246 | 2080.7649 | 1954.6385 | 1794.7526 | 1629.0107 | 1594.1555
NEM | Grid Battery | 289.2958 | 478.7153 | 686.5387 | 2263.4704 | 2273.965 | 2088.6938 | 2044.9768 | 1882.2037 | 2039.1644 | 2016.5988 | 1858.8385 | 1699.2885 | 1609.8433 | 1702.0858 | 1572.5568 | 2152.9539 | 2026.7353 | 1948.2346 | 1948.0742 | 1922.9723 | 1823.3563 | 1694.4505 | 1644.0164 | 1287.4378 | 1315.5516
NEM | PHES | 8707.0807 | 8034.0396 | 6772.8467 | 18436.4112 | 30250.8824 | 28298.4248 | 28161.9079 | 25191.305 | 23201.7546 | 25060.8516 | 22430.6089 | 19675.6721 | 15588.1513 | 14013.1613 | 12052.5739 | 10915.5053 | 10561.692 | 9270.577 | 8578.3525 | 8204.4172 | 8992.3515 | 5807.3036 | 5026.0051 | 5802.7893 | 6701.6975
NEM | VPP | 29.7389 | 37.2484 | 44.3244 | 53.0262 | 61.1222 | 67.1432 | 74.811 | 80.5172 | 80.793 | 87.3215 | 91.3896 | 92.3211 | 98.9261 | 104.4396 | 104.3228 | 112.0422 | 115.5875 | 118.2617 | 122.1952 | 125.964 | 124.4712 | 126.2274 | 125.9145 | 123.3039 | 123.7491
Total |  | 648596.3534 | 576845.7173 | 564481.958 | 347614.6664 | 313941.7679 | 278286.4881 | 285591.1009 | 278251.9566 | 239653.0511 | 205600.2554 | 179332.3064 | 178906.7174 | 157335.1026 | 143237.5323 | 125495.5511 | 108540.0329 | 98292.7267 | 93981.855 | 75062.8997 | 70340.6203 | 73973.1575 | 61123.2091 | 58019.1813 | 55887.5293 | 56245.9418
Region | Technology | 2026-27 | 2027-28 | 2028-29 | 2029-30 | 2030-31 | 2031-32 | 2032-33 | 2033-34 | 2034-35 | 2035-36 | 2036-37 | 2037-38 | 2038-39 | 2039-40 | 2040-41 | 2041-42 | 2042-43 | 2043-44 | 2044-45 | 2045-46 | 2046-47 | 2047-48 | 2048-49 | 2049-50 | 2050-51
NSW1 | Black Coal | 150538.17 | 129002.8199 | 112592.3605 | 37394.0307 | 42659.6127 | 36842.0027 | 35372.6083 | 24143.411 | 20735.295 | 16545.987 | 13083.7605 | 12788.414 | 2416.8832 | 2167.9608 | 0 | 0 | 0 | 0 | 0 | 0 | 0 | 0 | 0 | 0 | 0
NSW1 | Brown Coal | 0 | 0 | 0 | 0 | 0 | 0 | 0 | 0 | 0 | 0 | 0 | 0 | 0 | 0 | 0 | 0 | 0 | 0 | 0 | 0 | 0 | 0 | 0 | 0 | 0
NSW1 | CCGT | 12354.0961 | 8044.8346 | 11103.1191 | 11590.0471 | 10188.9861 | 8332.4351 | 10581.4192 | 9922.8332 | 8743.5282 | 6966.4757 | 5910.9321 | 5571.7312 | 4660.8222 | 5147.9401 | 4665.7556 | 4088.0216 | 4446.0306 | 0.00010569 | 9.5495e-05 | 9.138e-05 | 9.5662e-05 | 8.971e-05 | 8.3246e-05 | 7.8436e-05 | 0.00015773
NSW1 | Gas - Steam | 0 | 0 | 0 | 0 | 0 | 0 | 0 | 0 | 0 | 0 | 0 | 0 | 0 | 0 | 0 | 0 | 0 | 0 | 0 | 0 | 0 | 0 | 0 | 0 | 0
NSW1 | OCGT / Diesel | 259.1447 | 739.3045 | 4852.3881 | 27629.0665 | 14922.4358 | 13659.1539 | 14823.6014 | 22961.1694 | 16348.451 | 10457.5798 | 8281.6962 | 7927.501 | 17027.2598 | 13848.896 | 18122.6623 | 10311.2202 | 9990.6803 | 14317.5701 | 10168.8642 | 10767.5598 | 11688.0652 | 13253.6742 | 12360.7041 | 13834.5407 | 13338.3826
NSW1 | Hydro | 26994.6585 | 20645.4034 | 29658.1875 | 22049.6136 | 17766.8669 | 16650.0863 | 14847.6672 | 16418.0545 | 15567.2643 | 14205.9245 | 11165.9616 | 14728.2729 | 11295.1497 | 9213.8251 | 8509.8356 | 7274.4401 | 7960.4547 | 7942.5048 | 7026.2071 | 5370.617 | 7774.232 | 5543.4683 | 4551.8465 | 4298.2393 | 4202.2049
NSW1 | Hydrogen Turbine | 0 | 0 | 0 | 0 | 0 | 0 | 0 | 0 | 0 | 0 | 0 | 0 | 0 | 0 | 0 | 0 | 0 | 0 | 0 | 0 | 0 | 0 | 0 | 0 | 0
NSW1 | Wind | 1020.2585 | 1176.8648 | 1393.6594 | 1650.3849 | 1648.7389 | 1583.3539 | 1484.2461 | 1379.8722 | 1297.4194 | 1283.2548 | 1527.1017 | 1698.0031 | 1435.2393 | 1383.7886 | 1237.5514 | 1181.1221 | 1067.4103 | 926.5389 | 894.3074 | 850.0823 | 803.4964 | 668.8223 | 621.9406 | 548.725 | 540.9045
NSW1 | Solar PV | 1177.0579 | 1214.1666 | 1042.3864 | 1252.6873 | 1278.5294 | 1170.8245 | 1110.6501 | 1016.1946 | 923.639 | 918.3963 | 824.3859 | 656.0322 | 638.007 | 613.4518 | 603.7775 | 688.7977 | 710.9834 | 778.6186 | 771.5601 | 736.8719 | 695.5586 | 632.0699 | 593.7706 | 513.5369 | 506.5085
NSW1 | Grid Battery | 27.7762 | 219.2644 | 202.3494 | 682.9375 | 696.8343 | 635.2792 | 627.4575 | 565.3805 | 530.6908 | 540.4791 | 492.6323 | 425.6346 | 404.426 | 417.8048 | 392.5225 | 545.9785 | 497.6351 | 470.0748 | 475.5412 | 464.4422 | 423.9532 | 359.3316 | 348.8154 | 239.419 | 241.452
NSW1 | PHES | 3259.5661 | 3005.8944 | 2808.446 | 14591.173 | 26723.6494 | 25535.9282 | 24732.1363 | 22079.2301 | 20306.6105 | 22052.1054 | 19775.7896 | 17737.7354 | 13782.4511 | 12616.901 | 10608.0662 | 9785.8813 | 9348.4623 | 8217.0439 | 7645.7686 | 7305.7889 | 8270.354 | 5152.7789 | 4591.6226 | 5280.8874 | 6048.4492
NSW1 | VPP | 11.2313 | 14.2147 | 17.7415 | 20.9414 | 23.6077 | 25.4861 | 28.3934 | 29.968 | 30.7808 | 32.6849 | 33.8347 | 33.9941 | 37.054 | 38.6195 | 39.5825 | 42.156 | 43.2056 | 44.1926 | 45.2804 | 46.04 | 46.1154 | 47.1047 | 46.2679 | 45.6195 | 44.8045
Total |  | 195641.9592 | 164062.7674 | 163670.638 | 116860.8818 | 115909.2612 | 104434.5499 | 103608.1795 | 98516.1136 | 84483.6789 | 73002.8874 | 61096.0946 | 61567.3183 | 51697.2921 | 45449.1877 | 44179.7538 | 33917.6175 | 34064.8623 | 32696.5438 | 27027.5292 | 25541.4021 | 29701.7749 | 25657.25 | 23114.9678 | 24760.9679 | 24922.7063
Region | Technology | 2026-27 | 2027-28 | 2028-29 | 2029-30 | 2030-31 | 2031-32 | 2032-33 | 2033-34 | 2034-35 | 2035-36 | 2036-37 | 2037-38 | 2038-39 | 2039-40 | 2040-41 | 2041-42 | 2042-43 | 2043-44 | 2044-45 | 2045-46 | 2046-47 | 2047-48 | 2048-49 | 2049-50 | 2050-51
QLD1 | Black Coal | 185903.8196 | 178909.075 | 171928.8577 | 46048.1203 | 49684.2646 | 44401.8944 | 42321.9451 | 37749.4182 | 31813.5929 | 29706.3519 | 26675.0452 | 26123.2352 | 20991.9748 | 19809.0748 | 6986.0585 | 5852.9999 | 0.0014292 | 0.0011732 | 0.00094635 | 0.00069946 | 0.00062646 | 0.00047351 | 0.00045216 | 0.00045999 | 0.00056608
QLD1 | Brown Coal | 0 | 0 | 0 | 0 | 0 | 0 | 0 | 0 | 0 | 0 | 0 | 0 | 0 | 0 | 0 | 0 | 0 | 0 | 0 | 0 | 0 | 0 | 0 | 0 | 0
QLD1 | CCGT | 17955.673 | 16790.2761 | 27171.0129 | 36075.7011 | 28814.7582 | 25242.7244 | 27024.2597 | 32721.8591 | 23700.9256 | 19984.0497 | 17059.3218 | 17406.8064 | 16437.097 | 12837.1819 | 12364.6996 | 10516.809 | 10737.7335 | 9328.9461 | 6917.4628 | 4077.3086 | 2168.8907 | 1835.281 | 1815.6418 | 1662.2326 | 0.00031081
QLD1 | Gas - Steam | 0 | 0 | 0 | 0 | 0 | 0 | 0 | 0 | 0 | 0 | 0 | 0 | 0 | 0 | 0 | 0 | 0 | 0 | 0 | 0 | 0 | 0 | 0 | 0 | 0
QLD1 | OCGT / Diesel | 69.7869 | 69.7386 | 546.956 | 12613.3219 | 2776.4946 | 1298.3692 | 4218.6111 | 3664.0094 | 6176.1807 | 4899.2233 | 6652.9547 | 7856.4976 | 9923.0206 | 9237.6297 | 11600.6693 | 8097.7647 | 9358.6012 | 8448.3889 | 6142.2309 | 7507.866 | 5327.9031 | 3912.1731 | 4085.0555 | 1850.8653 | 578.2835
QLD1 | Hydro | 5282.3805 | 4735.3856 | 4667.0046 | 4327.2609 | 4114.6961 | 3791.7661 | 3263.7029 | 3376.4307 | 3029.1391 | 2860.0041 | 2674.8925 | 809.5603 | 701.9485 | 582.0687 | 585.3536 | 569.8408 | 1.117e-06 | 8.146e-07 | 7.0614e-07 | 6.1373e-07 | 5.5951e-07 | 4.9842e-07 | 1.6287 | 4.7404e-07 | 1.2609e-06
QLD1 | Hydrogen Turbine | 0 | 0 | 0 | 0 | 0 | 0 | 0 | 0 | 0 | 0 | 0 | 0 | 0 | 0 | 0 | 0 | 0 | 0 | 0 | 0 | 0 | 0 | 0 | 0 | 0
QLD1 | Wind | 636.5665 | 614.7252 | 588.0205 | 1707.7493 | 1680.7335 | 1565.8497 | 1482.8593 | 1306.025 | 1423.0396 | 1351.3643 | 1255.2608 | 1390.9223 | 1288.9393 | 1224.8844 | 1103.5693 | 1071.3696 | 1036.9586 | 949.7038 | 883.7463 | 815.4998 | 839.4651 | 766.2272 | 707.2921 | 650.235 | 632.4718
QLD1 | Solar PV | 583.7859 | 550.7 | 518.5613 | 1102.8398 | 1189.4574 | 1172.1055 | 1067.47 | 1029.9789 | 1134.0217 | 1069.6607 | 993.3163 | 779.1712 | 803.7916 | 763.0319 | 935.5406 | 996.8793 | 1058.2423 | 1060.1726 | 1011.4883 | 996.7813 | 949.3045 | 925.8607 | 846.3402 | 805.7181 | 789.3214
QLD1 | Grid Battery | 14.2372 | 12.8834 | 187.593 | 721.4371 | 681.4971 | 650.1952 | 615.4347 | 579.9346 | 543.1795 | 529.5516 | 493.5148 | 489.468 | 490.2362 | 580.0022 | 573.5998 | 887.3238 | 859.4122 | 815.2338 | 824.2273 | 805.1878 | 856.3993 | 837.4256 | 834.986 | 706.7199 | 709.3346
QLD1 | PHES | 5447.5146 | 5028.1451 | 3964.4006 | 3845.2381 | 3527.2329 | 2762.4966 | 3429.7716 | 3112.0748 | 2895.144 | 3008.7462 | 2654.8192 | 1937.9367 | 1805.7002 | 1396.2602 | 1444.5076 | 1129.624 | 1213.2297 | 1053.533 | 932.5838 | 898.6282 | 721.9974 | 654.5247 | 434.3825 | 521.9019 | 653.2482
QLD1 | VPP | 4.5444 | 5.8576 | 7.7749 | 10.648 | 12.7256 | 14.4815 | 16.3173 | 18.0088 | 19.8625 | 21.6027 | 23.4196 | 24.7262 | 26.9173 | 28.7481 | 30.1779 | 31.8394 | 33.2296 | 34.4167 | 35.4854 | 36.1319 | 36.0892 | 36.7538 | 36.5217 | 36.555 | 35.6208
Total |  | 215898.3086 | 206716.7866 | 209580.1814 | 106452.3164 | 92481.86 | 80899.8825 | 83440.3717 | 83557.7397 | 70735.0855 | 63430.5545 | 58482.545 | 56818.3239 | 52469.6256 | 46458.882 | 35624.176 | 29154.4504 | 24297.4085 | 21690.396 | 16747.2258 | 15137.4045 | 10900.05 | 8968.2465 | 8761.8488 | 6234.2283 | 3398.2811
Region | Technology | 2026-27 | 2027-28 | 2028-29 | 2029-30 | 2030-31 | 2031-32 | 2032-33 | 2033-34 | 2034-35 | 2035-36 | 2036-37 | 2037-38 | 2038-39 | 2039-40 | 2040-41 | 2041-42 | 2042-43 | 2043-44 | 2044-45 | 2045-46 | 2046-47 | 2047-48 | 2048-49 | 2049-50 | 2050-51
VIC1 | Black Coal | 0 | 0 | 0 | 0 | 0 | 0 | 0 | 0 | 0 | 0 | 0 | 0 | 0 | 0 | 0 | 0 | 0 | 0 | 0 | 0 | 0 | 0 | 0 | 0 | 0
VIC1 | Brown Coal | 121887.7165 | 105964.0734 | 65011.9269 | 12511.7093 | 0.0052902 | 0.0021036 | 0.0017905 | 0.0019595 | 0.0014801 | 0.00061338 | 0.000312 | 0.00029812 | 0.00016582 | 0.0001163 | 0.00015948 | 0.00015053 | 0.00013438 | 0.00013029 | 0.00011519 | 8.1682e-05 | 8.2615e-05 | 0 | 0 | 0 | 0
VIC1 | CCGT | 0 | 0 | 0 | 0 | 0 | 0 | 0 | 0 | 0 | 0 | 0 | 0 | 0 | 0 | 0 | 0 | 0 | 0 | 0 | 0 | 0 | 0 | 0 | 0 | 0
VIC1 | Gas - Steam | 120.7333 | 116.7481 | 1792.5939 | 664.0823 | 2156.4585 | 1553.0984 | 1999.5531 | 2206.4998 | 1192.5645 | 547.6838 | 532.8061 | 518.7142 | 756.2358 | 0 | 0 | 0 | 0 | 0 | 0 | 0 | 0 | 0 | 0 | 0 | 0
VIC1 | OCGT / Diesel | 627.0519 | 394.8431 | 5312.9521 | 12554.3498 | 10160.137 | 7283.4206 | 12255.0251 | 8976.4263 | 7327.8034 | 4215.8511 | 3754.7523 | 7177.2695 | 5917.1387 | 10228.5432 | 8812.9514 | 11476.5697 | 6124.6763 | 8299.3081 | 5078.3788 | 6294.7598 | 7694.796 | 4664.3567 | 6415.5591 | 6547.315 | 10203.1575
VIC1 | Hydro | 25368.8656 | 19875.8706 | 27949.1381 | 21757.1119 | 17558.006 | 16358.9153 | 13988.5823 | 16091.6046 | 15301.2388 | 13616.726 | 10653.8897 | 15080.9445 | 11731.5509 | 9540.8397 | 8837.3811 | 7583.1349 | 8656.9148 | 8343.4437 | 7396.8267 | 5810.1358 | 8200.4735 | 6417.0939 | 5180.0093 | 4834.5223 | 4097.1852
VIC1 | Hydrogen Turbine | 0 | 0 | 0 | 0 | 0 | 0 | 0 | 0 | 0 | 0 | 0 | 0 | 0 | 0 | 0 | 0 | 0 | 0 | 0 | 0 | 0 | 0 | 0 | 0 | 0
VIC1 | Wind | 1320.1291 | 1272.355 | 1214.8375 | 2078.4109 | 1873.7531 | 1942.8636 | 1719.6481 | 1757.0817 | 1815.2406 | 1906.3481 | 1919.8655 | 1743.5589 | 1778.0541 | 1656.3892 | 1642.7301 | 1392.7841 | 1343.0044 | 1263.88 | 1202.5447 | 1118.5033 | 984.5081 | 965.9656 | 855.0793 | 847.9547 | 712.847
VIC1 | Solar PV | 237.5634 | 220.1544 | 201.332 | 502.9593 | 525.3682 | 471.1651 | 450.1282 | 411.5077 | 470.2007 | 453.5757 | 424.4496 | 342.706 | 325.0979 | 292.9317 | 265.8727 | 253.7936 | 230.8426 | 256.8247 | 254.635 | 244.4221 | 203.4412 | 190.6535 | 171.1248 | 144.1359 | 138.7583
VIC1 | Grid Battery | 207.6467 | 200.2051 | 171.3406 | 551.1174 | 584.9314 | 529.832 | 527.3632 | 482.8046 | 736.8629 | 724.6583 | 662.1189 | 570.8782 | 518.7436 | 486.9894 | 413.9215 | 412.6366 | 390.252 | 360.6336 | 359.5203 | 360.5869 | 297.6595 | 276.3614 | 267.7667 | 180.7062 | 184.0351
VIC1 | PHES | 0 | 0 | 9.4266e-06 | 1.6665e-05 | 1.7549e-05 | 1.6811e-05 | 1.6683e-05 | 1.533e-05 | 2.7001e-05 | 2.7186e-05 | 2.5974e-05 | 2.4234e-05 | 2.2417e-05 | 2.2337e-05 | 2.0892e-05 | 2.0616e-05 | 1.8958e-05 | 2.0293e-05 | 2.0785e-05 | 1.9284e-05 | 1.7936e-05 | 1.6611e-05 | 1.5877e-05 | 1.6127e-05 | 1.7222e-05
VIC1 | VPP | 5.675 | 7.6999 | 8.6825 | 11.6898 | 14.2073 | 15.7781 | 17.9787 | 19.6268 | 17.2878 | 19.3574 | 19.8127 | 19.0961 | 19.7378 | 21.2918 | 19.0358 | 21.5219 | 22.2113 | 22.8844 | 23.9948 | 26.0133 | 24.8505 | 25.0508 | 26.1907 | 24.8357 | 27.2495
Total |  | 149775.3815 | 128051.9496 | 101662.8036 | 50631.4309 | 32872.8667 | 28155.0754 | 30958.2805 | 29945.5534 | 26861.2002 | 21484.2012 | 17967.6951 | 25453.1677 | 21046.5591 | 22226.985 | 19991.8928 | 21140.4409 | 16767.9016 | 18546.9747 | 14315.9003 | 13854.4214 | 17405.7289 | 12539.4818 | 12915.7298 | 12579.4698 | 15363.2326
Region | Technology | 2026-27 | 2027-28 | 2028-29 | 2029-30 | 2030-31 | 2031-32 | 2032-33 | 2033-34 | 2034-35 | 2035-36 | 2036-37 | 2037-38 | 2038-39 | 2039-40 | 2040-41 | 2041-42 | 2042-43 | 2043-44 | 2044-45 | 2045-46 | 2046-47 | 2047-48 | 2048-49 | 2049-50 | 2050-51
SA1 | Black Coal | 0 | 0 | 0 | 0 | 0 | 0 | 0 | 0 | 0 | 0 | 0 | 0 | 0 | 0 | 0 | 0 | 0 | 0 | 0 | 0 | 0 | 0 | 0 | 0 | 0
SA1 | Brown Coal | 0 | 0 | 0 | 0 | 0 | 0 | 0 | 0 | 0 | 0 | 0 | 0 | 0 | 0 | 0 | 0 | 0 | 0 | 0 | 0 | 0 | 0 | 0 | 0 | 0
SA1 | CCGT | 8818.528 | 11352.3688 | 15268.9681 | 11028.0451 | 11882.6161 | 9371.5381 | 10141.0632 | 10358.2842 | 8723.5022 | 6488.9697 | 5969.1817 | 0.00018005 | 0.0001682 | 0.00015448 | 0.00014296 | 0.00013155 | 0.00012569 | 0.00011539 | 0.00010405 | 9.8122e-05 | 9.3575e-05 | 8.8537e-05 | 8.1349e-05 | 7.5806e-05 | 0.00014372
SA1 | Gas - Steam | 0 | 0 | 0 | 0 | 0 | 0 | 0 | 0 | 0 | 0 | 0 | 0 | 0 | 0 | 0 | 0 | 0 | 0 | 0 | 0 | 0 | 0 | 0 | 0 | 0
SA1 | OCGT / Diesel | 2672.1068 | 1866.5718 | 13505.9688 | 12029.5068 | 9457.4178 | 8371.2034 | 9469.4308 | 9988.4349 | 8151.7388 | 5086.8259 | 4545.0319 | 5272.3506 | 5666.4995 | 5183.0207 | 4758.7279 | 4142.539 | 3827.2548 | 3558.0784 | 1317.5166 | 1404.5874 | 1367.8494 | 1222.1754 | 1337.1026 | 1283.4582 | 1584.1741
SA1 | Hydro | 0 | 0 | 0 | 0 | 0 | 0 | 0 | 0 | 0 | 0 | 0 | 0 | 0 | 0 | 0 | 0 | 0 | 0 | 0 | 0 | 0 | 0 | 0 | 0 | 0
SA1 | Hydrogen Turbine | 0 | 0 | 0 | 0 | 0 | 0 | 0 | 0 | 0 | 0 | 0 | 0 | 0 | 0 | 0 | 0 | 0 | 0 | 0 | 0 | 0 | 0 | 0 | 0 | 0
SA1 | Wind | 697.6752 | 711.6125 | 682.9296 | 836.8628 | 776.2789 | 745.325 | 635.5936 | 582.8847 | 522.7223 | 534.7039 | 471.2473 | 440.6566 | 443.9257 | 395.0173 | 384.474 | 327.7164 | 314.5514 | 257.556 | 265.1027 | 231.331 | 260.4419 | 243.2997 | 224.8707 | 218.7004 | 191.9949
SA1 | Solar PV | 141.8445 | 160.6173 | 137.8931 | 351.7251 | 324.243 | 307.1353 | 279.7389 | 251.2783 | 250.7971 | 239.2138 | 232.0188 | 252.2577 | 232.8822 | 219.8762 | 209.3722 | 272.2885 | 244.1109 | 307.7663 | 292.2654 | 287.4493 | 232.4605 | 206.0545 | 183.517 | 165.6198 | 159.5674
SA1 | Grid Battery | 39.6356 | 46.3623 | 125.2556 | 307.9783 | 310.6447 | 273.2527 | 274.5208 | 253.794 | 228.0308 | 221.2378 | 209.6578 | 212.2957 | 195.1752 | 215.703 | 190.6162 | 304.9065 | 277.0799 | 299.8732 | 285.8575 | 289.7665 | 242.546 | 218.3421 | 189.3627 | 157.0271 | 177.1868
SA1 | PHES | 0 | 0 | 4.1015e-06 | 5.8347e-06 | 6.1541e-06 | 5.9195e-06 | 6.5395e-06 | 6.0717e-06 | 5.7965e-06 | 6.9258e-06 | 6.546e-06 | 7.1518e-06 | 6.706e-06 | 6.8698e-06 | 6.4986e-06 | 6.9791e-06 | 6.4728e-06 | 6.9752e-06 | 7.5104e-06 | 7.1408e-06 | 6.9169e-06 | 6.457e-06 | 6.3034e-06 | 6.8877e-06 | 6.9156e-06
SA1 | VPP | 8.1259 | 9.2002 | 9.7818 | 9.2536 | 9.9651 | 10.6437 | 11.4123 | 12.1012 | 12.0281 | 12.633 | 13.1606 | 13.4043 | 14.0169 | 14.4055 | 14.0179 | 14.9793 | 15.3016 | 15.2186 | 15.6572 | 16.0052 | 15.8464 | 15.7417 | 15.3617 | 14.5425 | 14.3992
Total |  | 12377.916 | 14146.7328 | 29730.797 | 24563.3718 | 22761.1657 | 19079.0982 | 20811.7597 | 21446.7774 | 17888.8193 | 12583.5841 | 11440.2981 | 6190.9651 | 6552.4997 | 6028.0228 | 5557.2083 | 5062.4299 | 4678.2988 | 4438.4926 | 2176.3995 | 2229.1395 | 2119.1443 | 1905.6135 | 1950.2148 | 1839.3482 | 2127.3226
Region | Technology | 2026-27 | 2027-28 | 2028-29 | 2029-30 | 2030-31 | 2031-32 | 2032-33 | 2033-34 | 2034-35 | 2035-36 | 2036-37 | 2037-38 | 2038-39 | 2039-40 | 2040-41 | 2041-42 | 2042-43 | 2043-44 | 2044-45 | 2045-46 | 2046-47 | 2047-48 | 2048-49 | 2049-50 | 2050-51
TAS1 | Black Coal | 0 | 0 | 0 | 0 | 0 | 0 | 0 | 0 | 0 | 0 | 0 | 0 | 0 | 0 | 0 | 0 | 0 | 0 | 0 | 0 | 0 | 0 | 0 | 0 | 0
TAS1 | Brown Coal | 0 | 0 | 0 | 0 | 0 | 0 | 0 | 0 | 0 | 0 | 0 | 0 | 0 | 0 | 0 | 0 | 0 | 0 | 0 | 0 | 0 | 0 | 0 | 0 | 0
TAS1 | CCGT | 3.1691e-05 | 2.9434e-05 | 2.7555e-05 | 2.2026e-05 | 4.0572e-05 | 4.0063e-05 | 4.1122e-05 | 3.8442e-05 | 3.554e-05 | 3.4429e-05 | 3.3474e-05 | 3.3044e-05 | 3.2397e-05 | 3.1341e-05 | 3.0998e-05 | 3.0491e-05 | 2.9825e-05 | 2.8633e-05 | 2.8314e-05 | 2.7936e-05 | 2.7432e-05 | 2.7196e-05 | 2.6726e-05 | 2.6485e-05 | 4.0689e-05
TAS1 | Gas - Steam | 0 | 0 | 0 | 0 | 0 | 0 | 0 | 0 | 0 | 0 | 0 | 0 | 0 | 0 | 0 | 0 | 0 | 0 | 0 | 0 | 0 | 0 | 0 | 0 | 0
TAS1 | OCGT / Diesel | 0.00013677 | 0.00012195 | 0.00012144 | 4.9921e-05 | 4.4192 | 0.00012165 | 1.5 | 11.1431 | 0.00010421 | 9.6157 | 9.8856e-05 | 3.0522 | 1.6008 | 4.0794 | 6.4304e-05 | 3.8711 | 6.2021e-05 | 5.9867e-05 | 2.5127 | 1.1196 | 5.7009e-05 | 0.96032 | 5.5356e-05 | 0.61721 | 5.4943e-05
TAS1 | Hydro | 74617.7701 | 63483.4312 | 59423.3422 | 48668.3999 | 49516.4074 | 45322.0542 | 46406.4619 | 44435.9211 | 39350.6238 | 34776.5693 | 30036.2576 | 28587.7871 | 25297.2109 | 22828.0151 | 19912.375 | 19051.3704 | 18290.7627 | 16421.6369 | 14621.3641 | 13407.4965 | 13690.2898 | 11904.2652 | 11146.0529 | 10348.5581 | 10334.805
TAS1 | Hydrogen Turbine | 0 | 0 | 0 | 0 | 0 | 0 | 0 | 0 | 0 | 0 | 0 | 0 | 0 | 0 | 0 | 0 | 0 | 0 | 0 | 0 | 0 | 0 | 0 | 0 | 0
TAS1 | Wind | 284.8554 | 383.7735 | 413.8519 | 437.7721 | 395.1135 | 394.9393 | 363.6378 | 337.6059 | 332.409 | 311.1277 | 307.3391 | 283.9905 | 267.8519 | 239.399 | 226.7396 | 206.1985 | 189.497 | 183.8424 | 167.2628 | 164.8742 | 151.8015 | 142.8254 | 125.709 | 119.023 | 94.3759
TAS1 | Solar PV | 1.8458e-06 | 2.0696e-06 | 1.8836e-06 | 3.3301e-06 | 3.2495e-06 | 2.8503e-06 | 2.9646e-06 | 3.1104e-06 | 2.409e-06 | 2.3143e-06 | 2.2659e-06 | 1.95e-06 | 2.1595e-06 | 4.8824e-06 | 4.2484e-06 | 4.1635e-06 | 4.5639e-06 | 4.0182e-06 | 3.9455e-06 | 3.7386e-06 | 3.121e-06 | 3.2704e-06 | 3.2156e-06 | 2.8517e-06 | 2.8779e-06
TAS1 | Grid Battery | 4.3603e-05 | 6.598e-05 | 6.3852e-05 | 6.0083e-05 | 0.057538 | 0.13475 | 0.20062 | 0.29001 | 0.40044 | 0.6719 | 0.91477 | 1.0121 | 1.2623 | 1.5865 | 1.8968 | 2.1085 | 2.3562 | 2.4192 | 2.9279 | 2.9889 | 2.7984 | 2.9899 | 3.0856 | 3.5655 | 3.5431
TAS1 | PHES | 0 | 0 | 2.2043e-05 | 2.1652e-05 | 2.5615e-05 | 2.5927e-05 | 2.6619e-05 | 2.7219e-05 | 2.9036e-05 | 2.9628e-05 | 2.9163e-05 | 2.9366e-05 | 2.9333e-05 | 2.9749e-05 | 2.9431e-05 | 3.0226e-05 | 2.9465e-05 | 2.9726e-05 | 3.0496e-05 | 3.0009e-05 | 2.9705e-05 | 2.9867e-05 | 2.9765e-05 | 3.0166e-05 | 2.9773e-05
TAS1 | VPP | 0.16234 | 0.27591 | 0.34372 | 0.49338 | 0.6165 | 0.75372 | 0.70922 | 0.81233 | 0.83386 | 1.0435 | 1.1619 | 1.1004 | 1.2 | 1.3747 | 1.5086 | 1.5456 | 1.6394 | 1.5493 | 1.7773 | 1.7736 | 1.5696 | 1.5765 | 1.5725 | 1.7512 | 1.6751
Total |  | 74902.788 | 63867.4809 | 59837.538 | 49106.6655 | 49916.6142 | 45717.8821 | 46772.5095 | 44785.7725 | 39684.2673 | 35099.0282 | 30345.6736 | 28876.9424 | 25569.1261 | 23074.4548 | 20142.5201 | 19265.0942 | 18484.2555 | 16609.4479 | 14795.8448 | 13578.2529 | 13846.4595 | 12052.6173 | 11276.4202 | 10473.5151 | 10434.3993
Explicitly modelled load
Region | Technology | 2026-27 | 2027-28 | 2028-29 | 2029-30 | 2030-31 | 2031-32 | 2032-33 | 2033-34 | 2034-35 | 2035-36 | 2036-37 | 2037-38 | 2038-39 | 2039-40 | 2040-41 | 2041-42 | 2042-43 | 2043-44 | 2044-45 | 2045-46 | 2046-47 | 2047-48 | 2048-49 | 2049-50 | 2050-51
NEM | Grid Battery Pump | 131.2614 | 127.3099 | 112.3729 | 101.6881 | 109.0871 | 113.3231 | 124.7191 | 131.5558 | 131.3086 | 150.0549 | 161.58 | 167.3201 | 183.5038 | 197.7324 | 201.5452 | 221.0372 | 232.9844 | 241.4063 | 256.4607 | 274.7564 | 276.3486 | 289.4569 | 295.4184 | 296.7047 | 303.4779
NEM | PHES Pump | 25633.3194 | 23595.7004 | 22838.3839 | 34415.0362 | 49501.6291 | 46286.619 | 44916.8131 | 40349.3075 | 36584.6919 | 39666.472 | 36672.2311 | 31271.5381 | 24221.0334 | 21637.5919 | 20198.3445 | 17040.3724 | 17230.5197 | 14521.9231 | 14090.6139 | 13594.5514 | 13941.4817 | 9416.6192 | 8230.9452 | 9200.2683 | 10699.5527
NEM | VPP Pump | 34.9339 | 43.9176 | 52.1926 | 62.2584 | 71.9769 | 79.0543 | 87.9722 | 94.6911 | 95.1517 | 102.6704 | 107.4875 | 108.8108 | 116.3497 | 122.7369 | 123.0628 | 131.5722 | 136.1359 | 139.041 | 143.7485 | 148.5188 | 146.1469 | 148.7192 | 147.9539 | 145.1536 | 145.4503
Region | Technology | 2026-27 | 2027-28 | 2028-29 | 2029-30 | 2030-31 | 2031-32 | 2032-33 | 2033-34 | 2034-35 | 2035-36 | 2036-37 | 2037-38 | 2038-39 | 2039-40 | 2040-41 | 2041-42 | 2042-43 | 2043-44 | 2044-45 | 2045-46 | 2046-47 | 2047-48 | 2048-49 | 2049-50 | 2050-51
NSW1 | Grid Battery Pump | 32.6169 | 30.8634 | 29.0278 | 25.8155 | 27.8796 | 30.1096 | 34.3098 | 37.753 | 42.109 | 49.3077 | 53.2266 | 56.6941 | 64.2457 | 69.5488 | 74.0021 | 81.6643 | 85.6468 | 90.9359 | 96.0288 | 101.6964 | 104.1909 | 109.9228 | 110.8926 | 112.5646 | 113.3717
NSW1 | PHES Pump | 17861.6547 | 16401.8622 | 17164.2677 | 28941.7281 | 45500.8931 | 43302.8056 | 40938.9582 | 36765.1024 | 33320.7422 | 36205.992 | 33665.4159 | 29135.8024 | 22280.0103 | 20226.9056 | 18695.4383 | 15908.0896 | 15963.2924 | 13465.721 | 13151.6199 | 12688.3084 | 13213.0525 | 8760.3478 | 7819.3067 | 8685.3902 | 10047.5183
NSW1 | VPP Pump | 13.1934 | 16.7671 | 20.8837 | 24.5872 | 27.8229 | 29.9924 | 33.3551 | 35.2591 | 36.2853 | 38.387 | 39.8086 | 40.1095 | 43.4945 | 45.4285 | 46.7039 | 49.4694 | 50.8351 | 51.9963 | 53.275 | 54.3215 | 54.1073 | 55.4868 | 54.38 | 53.6668 | 52.7154
Region | Technology | 2026-27 | 2027-28 | 2028-29 | 2029-30 | 2030-31 | 2031-32 | 2032-33 | 2033-34 | 2034-35 | 2035-36 | 2036-37 | 2037-38 | 2038-39 | 2039-40 | 2040-41 | 2041-42 | 2042-43 | 2043-44 | 2044-45 | 2045-46 | 2046-47 | 2047-48 | 2048-49 | 2049-50 | 2050-51
QLD1 | Grid Battery Pump | 16.7673 | 15.214 | 14.4315 | 12.9304 | 14.6656 | 17.0325 | 19.852 | 22.9008 | 26.3337 | 30.8952 | 35.4271 | 39.358 | 44.6299 | 48.7453 | 53.2038 | 58.2739 | 62.6867 | 66.087 | 69.8021 | 73.3239 | 75.2008 | 79.1076 | 80.6181 | 82.8764 | 81.9818
QLD1 | PHES Pump | 7771.6647 | 7193.8382 | 5674.1162 | 5473.3081 | 4000.736 | 2983.8134 | 3977.8549 | 3584.2051 | 3263.9497 | 3460.48 | 3006.8152 | 2135.7357 | 1941.0231 | 1410.6863 | 1502.9063 | 1132.2828 | 1267.2273 | 1056.2021 | 938.9939 | 906.243 | 728.4292 | 656.2714 | 411.6384 | 514.8781 | 652.0344
QLD1 | VPP Pump | 5.3392 | 6.8921 | 9.1706 | 12.5052 | 14.9728 | 17.0732 | 19.1642 | 21.1942 | 23.3651 | 25.4611 | 27.5108 | 29.1703 | 31.5987 | 33.8179 | 35.5479 | 37.4793 | 39.0991 | 40.4872 | 41.757 | 42.5104 | 42.4741 | 43.2147 | 42.9988 | 43.0117 | 41.842
Region | Technology | 2026-27 | 2027-28 | 2028-29 | 2029-30 | 2030-31 | 2031-32 | 2032-33 | 2033-34 | 2034-35 | 2035-36 | 2036-37 | 2037-38 | 2038-39 | 2039-40 | 2040-41 | 2041-42 | 2042-43 | 2043-44 | 2044-45 | 2045-46 | 2046-47 | 2047-48 | 2048-49 | 2049-50 | 2050-51
VIC1 | Grid Battery Pump | 62.5073 | 63.1501 | 52.6657 | 48.2163 | 51.9293 | 51.5178 | 55.4596 | 55.2821 | 48.3582 | 53.8415 | 55.4349 | 52.9159 | 54.9295 | 58.5579 | 52.9927 | 57.7366 | 59.9022 | 61.7522 | 66.093 | 73.4621 | 70.4145 | 72.5964 | 76.4766 | 73.5452 | 80.2354
VIC1 | PHES Pump | 0 | 0 | 0 | 0 | 0 | 0 | 0 | 0 | 0 | 0 | 0 | 0 | 0 | 0 | 0 | 0 | 0 | 0 | 0 | 0 | 0 | 0 | 0 | 0 | 0
VIC1 | VPP Pump | 6.6665 | 9.083 | 10.2219 | 13.7253 | 16.7168 | 18.591 | 21.1672 | 23.0647 | 20.3703 | 22.735 | 23.3115 | 22.4699 | 23.3102 | 24.9664 | 22.4952 | 25.2272 | 26.24 | 26.8225 | 28.2328 | 30.7222 | 29.1267 | 29.5914 | 30.7007 | 29.2785 | 32.0061
Region | Technology | 2026-27 | 2027-28 | 2028-29 | 2029-30 | 2030-31 | 2031-32 | 2032-33 | 2033-34 | 2034-35 | 2035-36 | 2036-37 | 2037-38 | 2038-39 | 2039-40 | 2040-41 | 2041-42 | 2042-43 | 2043-44 | 2044-45 | 2045-46 | 2046-47 | 2047-48 | 2048-49 | 2049-50 | 2050-51
SA1 | Grid Battery Pump | 19.3699 | 18.0824 | 16.248 | 14.7259 | 14.5449 | 14.504 | 14.8611 | 15.279 | 14.0353 | 15.2223 | 16.4107 | 17.1656 | 18.2135 | 19.0139 | 19.1144 | 20.8818 | 21.9765 | 19.7737 | 21.1035 | 22.7505 | 23.2566 | 24.3124 | 23.8006 | 23.5229 | 23.7209
SA1 | PHES Pump | 0 | 0 | 0 | 0 | 0 | 0 | 0 | 0 | 0 | 0 | 0 | 0 | 0 | 0 | 0 | 0 | 0 | 0 | 0 | 0 | 0 | 0 | 0 | 0 | 0
SA1 | VPP Pump | 9.5442 | 10.8501 | 11.5126 | 10.86 | 11.7391 | 12.5075 | 13.4508 | 14.2189 | 14.1478 | 14.8638 | 15.4845 | 15.7712 | 16.5342 | 16.9066 | 16.5403 | 17.578 | 18.0327 | 17.906 | 18.3989 | 18.8737 | 18.5962 | 18.5712 | 18.0242 | 17.1358 | 16.9163
Region | Technology | 2026-27 | 2027-28 | 2028-29 | 2029-30 | 2030-31 | 2031-32 | 2032-33 | 2033-34 | 2034-35 | 2035-36 | 2036-37 | 2037-38 | 2038-39 | 2039-40 | 2040-41 | 2041-42 | 2042-43 | 2043-44 | 2044-45 | 2045-46 | 2046-47 | 2047-48 | 2048-49 | 2049-50 | 2050-51
TAS1 | Grid Battery Pump | 0 | 0 | 0 | 0 | 0.067638 | 0.15923 | 0.23649 | 0.34089 | 0.47238 | 0.78825 | 1.0807 | 1.1864 | 1.4852 | 1.8665 | 2.2321 | 2.4805 | 2.7722 | 2.8576 | 3.4332 | 3.5235 | 3.2858 | 3.5178 | 3.6305 | 4.1955 | 4.1681
TAS1 | PHES Pump | 0 | 0 | 0 | 0 | 0 | 0 | 0 | 0 | 0 | 0 | 0 | 0 | 0 | 0 | 0 | 0 | 0 | 0 | 0 | 0 | 0 | 0 | 0 | 0 | 0
TAS1 | VPP Pump | 0.19058 | 0.32516 | 0.40386 | 0.58069 | 0.72525 | 0.89012 | 0.83487 | 0.95421 | 0.98322 | 1.2236 | 1.3721 | 1.2899 | 1.412 | 1.6174 | 1.7755 | 1.8183 | 1.929 | 1.8291 | 2.0849 | 2.0911 | 1.8426 | 1.8549 | 1.8502 | 2.0608 | 1.9705

## BaseCase_FOM Cost
FOM cost by technology ($000s) - BaseCase, Step Change Scenario
FOM | Real June 2024 dollars discounted to 1 July 2025. For new entrant capacity, the FOM is incurred annually in modelling. For existing capacity that retires early as part of the least-cost solution, the associated FOM savings are presented as a negative cost that continues until the assumed fixed date retirement. For existing, committed and anticipated generators that do not retire early, FOM costs are not included since there will be no difference in these costs between the Base Case and option case.
Explicitly modelled generation
Region | Technology | 2026-27 | 2027-28 | 2028-29 | 2029-30 | 2030-31 | 2031-32 | 2032-33 | 2033-34 | 2034-35 | 2035-36 | 2036-37 | 2037-38 | 2038-39 | 2039-40 | 2040-41 | 2041-42 | 2042-43 | 2043-44 | 2044-45 | 2045-46 | 2046-47 | 2047-48 | 2048-49 | 2049-50 | 2050-51
NEM | Black Coal | 0 | 0 | -51036.9075 | -424151.6279 | -396403.3904 | -342893.2232 | -319555.761 | -176802.498 | -170311.0583 | -111027.0828 | -83170.4978 | -46561.1605 | -77278.0374 | -72413.6227 | -69721.9185 | -65160.6718 | -60897.8221 | -50456.4525 | -40864.0712 | -32435.307 | -24934.4793 | -23364.9306 | -21774.7033 | -20350.19 | -19018.8691
NEM | Brown Coal | 0 | -77273.5473 | -72014.3141 | -339664.4997 | -383082.3676 | -358968.5281 | -334536.9737 | -312651.3772 | -292197.5504 | -93829.6456 | -87443.5605 | -81722.9537 | -76376.5926 | -71568.9212 | -66697.9093 | -62334.4947 | -58256.5371 | -54589.4674 | -50874.0844 | -47545.8734 | -44435.3957 | 0 | 0 | 0 | 0
NEM | CCGT | 0.00013279 | 0.00014434 | 0.00015585 | 0.00014565 | 0.00024715 | 0.00023716 | 0.000383 | 0.00036231 | 0.00033861 | 0.00031729 | 0.00029668 | 0.00040038 | 0.00037525 | 0.00035235 | 0.00032961 | 0.00030913 | 0.00028984 | 0.00027211 | 0.00025473 | 0.00023911 | 0.000286 | 0.00026905 | 0.00027709 | 0.00026003 | 0.00044259
NEM | Gas - Steam | 0 | 0 | 0 | 0 | 0 | 0 | 0 | 0 | 0 | 0 | 0 | 0 | 0 | 0 | 0 | 0 | 0 | 0 | 0 | 0 | 0 | 0 | 0 | 0 | 0
NEM | OCGT / Diesel | 0.00046056 | 0.00046552 | 0.00052583 | 0.00053341 | 0.00052342 | 0.00050395 | 0.00066454 | 0.00062779 | 0.00059167 | 491.8116 | 458.3387 | 11629.4574 | 10868.6518 | 11866.9955 | 11059.3226 | 14932.7827 | 13955.8717 | 20687.2537 | 21239.7071 | 19850.1936 | 21949.0899 | 20567.4622 | 22326.3106 | 20865.7108 | 24362.1532
NEM | Hydro | 0 | 0 | 0 | 0 | 0 | 0 | 0 | 0 | 0 | 0 | 0 | 0 | 0 | 0 | 0 | 0 | 0 | 0 | 0 | 0 | 0 | 0 | 0 | 0 | 0
NEM | Hydrogen Turbine | 0 | 0 | 0 | 0 | 0 | 0 | 0 | 0 | 0 | 0 | 0 | 0 | 0 | 0 | 0 | 0 | 0 | 0 | 0 | 0 | 0 | 0 | 0 | 0 | 0
NEM | Wind | 19927.7781 | 52690.0885 | 169414.0923 | 605666.6258 | 568589.2349 | 535183.7109 | 568724.9078 | 596812.5017 | 653844.2136 | 695347.3812 | 765362.9195 | 851523.0936 | 871417.1195 | 882910.9727 | 823620.1167 | 770154.7726 | 732708.8726 | 691756.4684 | 647513.1285 | 606586.0451 | 584108.5883 | 551834.4955 | 514276.3996 | 480632.1492 | 449188.9244
NEM | Solar PV | 19464.4101 | 24701.5167 | 23020.3214 | 106937.9801 | 99942.0375 | 93650.9938 | 87277.0677 | 84675.7619 | 99618.4481 | 93347.7734 | 86994.4833 | 87842.5133 | 82095.8068 | 76928.1309 | 92215.2225 | 104956.5704 | 119218.7145 | 150797.1088 | 143407.0743 | 135789.0063 | 157480.7292 | 148097.1477 | 140297.7152 | 131223.2281 | 122638.5309
NEM | Grid Battery | 13438.7207 | 26495.2649 | 43184.9431 | 175288.5247 | 163821.0512 | 153509.0203 | 143061.1296 | 133701.9904 | 155972.3271 | 146154.3495 | 136207.0209 | 133155.677 | 124444.5581 | 133970.1473 | 124852.0808 | 168252.4683 | 157245.2975 | 152162.4794 | 147697.3132 | 138034.8724 | 142785.7338 | 133797.8117 | 137793.2057 | 132482.442 | 125756.4256
NEM | PHES | 0 | 0 | 0.0098423 | 0.017655 | 0.017103 | 0.016185 | 0.015849 | 0.015105 | 0.015701 | 0.015724 | 0.014991 | 0.020181 | 0.019044 | 0.018676 | 0.017569 | 0.017896 | 0.016875 | 0.018245 | 0.019194 | 0.018208 | 0.020201 | 0.019135 | 0.018879 | 0.018189 | 0.017666
NEM | VPP | 0 | 0 | 0 | 0 | 0 | 0 | 0 | 0 | 0 | 0 | 0 | 0 | 0 | 0 | 0 | 0 | 0 | 0 | 0 | 0 | 0 | 0 | 0 | 0 | 0
Total |  | 52830.9095 | 26613.3235 | 112568.1457 | 124077.0213 | 52866.5835 | 80481.9905 | 144970.3872 | 325736.3949 | 446926.3968 | 730484.6033 | 818408.7194 | 955866.6477 | 935171.5257 | 961693.7215 | 915326.9327 | 930801.4458 | 903974.4143 | 910357.4091 | 868119.087 | 820278.9554 | 836954.2866 | 830932.0059 | 792918.947 | 744853.3586 | 702927.1831
Region | Technology | 2026-27 | 2027-28 | 2028-29 | 2029-30 | 2030-31 | 2031-32 | 2032-33 | 2033-34 | 2034-35 | 2035-36 | 2036-37 | 2037-38 | 2038-39 | 2039-40 | 2040-41 | 2041-42 | 2042-43 | 2043-44 | 2044-45 | 2045-46 | 2046-47 | 2047-48 | 2048-49 | 2049-50 | 2050-51
NSW1 | Black Coal | 0 | 0 | -26948.5897 | -159747.1484 | -149296.4004 | -139898.6514 | -130377.0883 | -0.00015776 | -0.00022342 | -3714.7118 | -3461.8869 | -3235.4083 | -29826.7291 | -27949.2283 | 0 | 0 | 0 | 0 | 0 | 0 | 0 | 0 | 0 | 0 | 0
NSW1 | Brown Coal | 0 | 0 | 0 | 0 | 0 | 0 | 0 | 0 | 0 | 0 | 0 | 0 | 0 | 0 | 0 | 0 | 0 | 0 | 0 | 0 | 0 | 0 | 0 | 0 | 0
NSW1 | CCGT | 3.9111e-05 | 4.1901e-05 | 4.8378e-05 | 4.5213e-05 | 7.9976e-05 | 7.6839e-05 | 0.00012435 | 0.00011621 | 0.00010861 | 0.00010177 | 9.4845e-05 | 0.00010648 | 9.9512e-05 | 9.3248e-05 | 8.6902e-05 | 8.1216e-05 | 7.5903e-05 | 7.1125e-05 | 6.6284e-05 | 6.1948e-05 | 6.4642e-05 | 6.0573e-05 | 5.6791e-05 | 5.3076e-05 | 0.00010496
NSW1 | Gas - Steam | 0 | 0 | 0 | 0 | 0 | 0 | 0 | 0 | 0 | 0 | 0 | 0 | 0 | 0 | 0 | 0 | 0 | 0 | 0 | 0 | 0 | 0 | 0 | 0 | 0
NSW1 | OCGT / Diesel | 9.6521e-05 | 0.00010587 | 0.00011123 | 0.00013034 | 0.00012182 | 0.00011586 | 0.00017818 | 0.00016652 | 0.00015563 | 0.00014583 | 0.00013591 | 5977.0783 | 5586.0545 | 6216.9344 | 5793.8071 | 5414.773 | 5060.5355 | 11275.4487 | 12468.473 | 11652.7785 | 10890.4472 | 10204.9271 | 9510.3753 | 8888.2012 | 9789.8053
NSW1 | Hydro | 0 | 0 | 0 | 0 | 0 | 0 | 0 | 0 | 0 | 0 | 0 | 0 | 0 | 0 | 0 | 0 | 0 | 0 | 0 | 0 | 0 | 0 | 0 | 0 | 0
NSW1 | Hydrogen Turbine | 0 | 0 | 0 | 0 | 0 | 0 | 0 | 0 | 0 | 0 | 0 | 0 | 0 | 0 | 0 | 0 | 0 | 0 | 0 | 0 | 0 | 0 | 0 | 0 | 0
NSW1 | Wind | 12024.9812 | 37879.4131 | 75600.331 | 116881.6897 | 109235.224 | 102359.2028 | 95392.5909 | 89151.9542 | 83319.5834 | 78074.8721 | 110938.5165 | 136213.7151 | 127425.3609 | 119561.582 | 112224.616 | 104882.8189 | 98021.3262 | 91851.1854 | 85599.755 | 80713.3932 | 76024.8313 | 71239.3022 | 66390.7245 | 62047.4062 | 57988.2301
NSW1 | Solar PV | 19464.4088 | 24701.5153 | 23020.3194 | 28874.731 | 26985.7299 | 25287.0613 | 23566.0129 | 22024.3111 | 20583.4683 | 19287.8023 | 17975.0661 | 16799.1272 | 15700.1189 | 14711.8448 | 18110.5988 | 23865.5474 | 30938.8061 | 44440.5192 | 41415.8781 | 38706.4281 | 46338.9811 | 43445.0774 | 40488.1865 | 37839.4266 | 35363.9501
NSW1 | Grid Battery | 0.0017894 | 13358.4273 | 12449.2469 | 53178.9115 | 49699.9173 | 46571.4605 | 43401.7866 | 40562.4174 | 37908.8013 | 35522.5589 | 33104.8781 | 30939.1385 | 28915.0827 | 30197.4187 | 28142.1692 | 39886.2263 | 37276.847 | 34930.3843 | 33056.373 | 30893.8066 | 28872.718 | 27055.2693 | 26168.7861 | 25787.958 | 24100.8956
NSW1 | PHES | 0 | 0 | 0.0026942 | 0.0062034 | 0.0057976 | 0.0054326 | 0.0051464 | 0.0048097 | 0.0044951 | 0.0043833 | 0.0041556 | 0.0066549 | 0.0062196 | 0.0061843 | 0.0057634 | 0.0058748 | 0.0054982 | 0.0064965 | 0.006432 | 0.006048 | 0.006144 | 0.0057572 | 0.0055489 | 0.0052453 | 0.0050291
NSW1 | VPP | 0 | 0 | 0 | 0 | 0 | 0 | 0 | 0 | 0 | 0 | 0 | 0 | 0 | 0 | 0 | 0 | 0 | 0 | 0 | 0 | 0 | 0 | 0 | 0 | 0
Total |  | 31489.392 | 75939.3558 | 84121.3105 | 39188.1902 | 36624.4768 | 34319.0787 | 31983.3076 | 151738.6876 | 141811.8575 | 129170.5261 | 158556.5782 | 186693.6576 | 147799.8942 | 142738.5578 | 164271.197 | 174049.3716 | 171297.5205 | 182497.5442 | 172540.4856 | 161966.4125 | 162126.9838 | 151944.5817 | 142558.0781 | 134562.9974 | 127242.8862
Region | Technology | 2026-27 | 2027-28 | 2028-29 | 2029-30 | 2030-31 | 2031-32 | 2032-33 | 2033-34 | 2034-35 | 2035-36 | 2036-37 | 2037-38 | 2038-39 | 2039-40 | 2040-41 | 2041-42 | 2042-43 | 2043-44 | 2044-45 | 2045-46 | 2046-47 | 2047-48 | 2048-49 | 2049-50 | 2050-51
QLD1 | Black Coal | 0 | 0 | -24088.3177 | -264404.4794 | -247106.9901 | -202994.5718 | -189178.6727 | -176802.4978 | -170311.0581 | -107312.3711 | -79708.6109 | -43325.7523 | -47451.3083 | -44464.3945 | -69721.9185 | -65160.6718 | -60897.8221 | -50456.4525 | -40864.0712 | -32435.307 | -24934.4793 | -23364.9306 | -21774.7033 | -20350.19 | -19018.8691
QLD1 | Brown Coal | 0 | 0 | 0 | 0 | 0 | 0 | 0 | 0 | 0 | 0 | 0 | 0 | 0 | 0 | 0 | 0 | 0 | 0 | 0 | 0 | 0 | 0 | 0 | 0 | 0
QLD1 | CCGT | 3.8538e-05 | 3.8934e-05 | 4.4372e-05 | 4.147e-05 | 6.0681e-05 | 5.8905e-05 | 8.8388e-05 | 8.6965e-05 | 8.1276e-05 | 7.616e-05 | 7.0976e-05 | 0.0001535 | 0.00014345 | 0.00013442 | 0.00012528 | 0.00011708 | 0.00010942 | 0.00010253 | 9.5555e-05 | 8.9303e-05 | 0.00013831 | 0.0001296 | 0.00014582 | 0.00013628 | 0.00021197
QLD1 | Gas - Steam | 0 | 0 | 0 | 0 | 0 | 0 | 0 | 0 | 0 | 0 | 0 | 0 | 0 | 0 | 0 | 0 | 0 | 0 | 0 | 0 | 0 | 0 | 0 | 0 | 0
QLD1 | OCGT / Diesel | 9.5569e-05 | 9.522e-05 | 0.00012603 | 0.00011779 | 0.00011008 | 0.00010315 | 0.00011296 | 0.000107 | 9.9998e-05 | 9.8467e-05 | 9.2633e-05 | 0.00046897 | 0.00043829 | 0.0004107 | 0.00038275 | 0.00035771 | 0.00033431 | 0.00031327 | 0.00094026 | 0.00087875 | 3397.5079 | 3183.6452 | 6125.6437 | 5724.9007 | 5350.3745
QLD1 | Hydro | 0 | 0 | 0 | 0 | 0 | 0 | 0 | 0 | 0 | 0 | 0 | 0 | 0 | 0 | 0 | 0 | 0 | 0 | 0 | 0 | 0 | 0 | 0 | 0 | 0
QLD1 | Hydrogen Turbine | 0 | 0 | 0 | 0 | 0 | 0 | 0 | 0 | 0 | 0 | 0 | 0 | 0 | 0 | 0 | 0 | 0 | 0 | 0 | 0 | 0 | 0 | 0 | 0 | 0
QLD1 | Wind | 0.0015321 | 0.0015974 | 0.002443 | 132876.1561 | 124183.3234 | 116366.3654 | 108446.4198 | 101351.7942 | 122155.0594 | 114465.7743 | 106675.1838 | 126486.0512 | 118211.2628 | 110770.2276 | 103231.1578 | 96894.0631 | 102955.8419 | 96509.3866 | 92778.8197 | 86709.1773 | 88675.8503 | 83093.9784 | 77438.566 | 72372.4916 | 67637.8426
QLD1 | Solar PV | 0.00049596 | 0.00054631 | 0.00070658 | 40582.8145 | 37927.864 | 35540.4217 | 33121.5264 | 34063.1066 | 47766.1373 | 44759.406 | 41713.0613 | 38984.1695 | 36433.8032 | 34140.4093 | 47939.6033 | 50128.651 | 59343.1108 | 65273.8642 | 63232.0523 | 60859.0792 | 76074.7266 | 71286.0567 | 68714.4205 | 64322.9526 | 60114.9089
QLD1 | Grid Battery | 0.0017009 | 0.15183 | 12353.3413 | 52038.5526 | 48634.1613 | 45572.7905 | 42471.0865 | 39692.6042 | 37095.8918 | 34760.8196 | 32394.983 | 34733.6801 | 32461.3833 | 41516.9151 | 38691.2558 | 63792.0571 | 59618.745 | 57753.4599 | 59210.4465 | 55336.866 | 65497.8725 | 61374.9832 | 69344.5959 | 64808.0336 | 60737.9654
QLD1 | PHES | 0 | 0 | 0.0033309 | 0.0062652 | 0.0058553 | 0.0054867 | 0.0051133 | 0.0048396 | 0.004523 | 0.0046485 | 0.0044438 | 0.0071486 | 0.0066809 | 0.0063923 | 0.0059572 | 0.0060626 | 0.0056833 | 0.0058777 | 0.0067949 | 0.0064187 | 0.0084115 | 0.0078869 | 0.0080028 | 0.0075006 | 0.0071541
QLD1 | VPP | 0 | 0 | 0 | 0 | 0 | 0 | 0 | 0 | 0 | 0 | 0 | 0 | 0 | 0 | 0 | 0 | 0 | 0 | 0 | 0 | 0 | 0 | 0 | 0 | 0
Total |  | 0.003863 | 0.1541 | -11734.9698 | -38906.9498 | -36361.6353 | -5514.9885 | -5139.6347 | -1694.9878 | 36706.0351 | 86673.6336 | 101074.6219 | 156878.1563 | 139655.1483 | 141963.1645 | 120140.1048 | 145654.106 | 161019.8817 | 169080.2646 | 174357.2552 | 170469.8229 | 208711.4865 | 195573.7409 | 199848.531 | 186878.1961 | 174822.2297
Region | Technology | 2026-27 | 2027-28 | 2028-29 | 2029-30 | 2030-31 | 2031-32 | 2032-33 | 2033-34 | 2034-35 | 2035-36 | 2036-37 | 2037-38 | 2038-39 | 2039-40 | 2040-41 | 2041-42 | 2042-43 | 2043-44 | 2044-45 | 2045-46 | 2046-47 | 2047-48 | 2048-49 | 2049-50 | 2050-51
VIC1 | Black Coal | 0 | 0 | 0 | 0 | 0 | 0 | 0 | 0 | 0 | 0 | 0 | 0 | 0 | 0 | 0 | 0 | 0 | 0 | 0 | 0 | 0 | 0 | 0 | 0 | 0
VIC1 | Brown Coal | 0 | -77273.5473 | -72014.3141 | -339664.4997 | -383082.3676 | -358968.5281 | -334536.9737 | -312651.3772 | -292197.5504 | -93829.6456 | -87443.5605 | -81722.9537 | -76376.5926 | -71568.9212 | -66697.9093 | -62334.4947 | -58256.5371 | -54589.4674 | -50874.0844 | -47545.8734 | -44435.3957 | 0 | 0 | 0 | 0
VIC1 | CCGT | 0 | 0 | 0 | 0 | 0 | 0 | 0 | 0 | 0 | 0 | 0 | 0 | 0 | 0 | 0 | 0 | 0 | 0 | 0 | 0 | 0 | 0 | 0 | 0 | 0
VIC1 | Gas - Steam | 0 | 0 | 0 | 0 | 0 | 0 | 0 | 0 | 0 | 0 | 0 | 0 | 0 | 0 | 0 | 0 | 0 | 0 | 0 | 0 | 0 | 0 | 0 | 0 | 0
VIC1 | OCGT / Diesel | 9.2759e-05 | 9.3635e-05 | 0.00011828 | 0.00012226 | 0.00012202 | 0.00011573 | 0.00018067 | 0.00016885 | 0.00015781 | 491.8111 | 458.3382 | 5652.3782 | 5282.5964 | 5650.0602 | 5265.5147 | 9518.0089 | 8895.3354 | 9411.8044 | 8771.2329 | 8197.4139 | 7661.1345 | 7178.8896 | 6690.2913 | 6252.6087 | 9221.9732
VIC1 | Hydro | 0 | 0 | 0 | 0 | 0 | 0 | 0 | 0 | 0 | 0 | 0 | 0 | 0 | 0 | 0 | 0 | 0 | 0 | 0 | 0 | 0 | 0 | 0 | 0 | 0
VIC1 | Hydrogen Turbine | 0 | 0 | 0 | 0 | 0 | 0 | 0 | 0 | 0 | 0 | 0 | 0 | 0 | 0 | 0 | 0 | 0 | 0 | 0 | 0 | 0 | 0 | 0 | 0 | 0
VIC1 | Wind | 0.0017819 | 0.0020682 | 66576.9669 | 298661.2753 | 279122.6871 | 261552.7732 | 311494.3451 | 354332.4756 | 397851.8993 | 451090.9735 | 497857.6018 | 537687.5463 | 570175.3428 | 597688.9614 | 557009.9902 | 520570.0842 | 486514.0972 | 461024.5983 | 429647.0633 | 402259.2778 | 378215.426 | 358652.5464 | 334242.4978 | 312376.1661 | 291940.342
VIC1 | Solar PV | 0.00015758 | 0.00017137 | 0.00024028 | 20888.5056 | 19521.9678 | 18293.12 | 17048.0823 | 15932.7872 | 19441.2191 | 18217.4542 | 16977.5663 | 15866.8844 | 14828.8639 | 13895.4326 | 12949.7034 | 12102.527 | 11310.773 | 15687.229 | 14619.5495 | 13663.1304 | 13982.5649 | 13608.7586 | 12682.5406 | 11852.8417 | 11077.4221
VIC1 | Grid Battery | 11673.3209 | 10938.5224 | 10194.049 | 46101.617 | 43085.6234 | 40373.516 | 37625.6769 | 35164.184 | 63880.9192 | 59859.8119 | 55785.727 | 52136.1935 | 48725.4145 | 45658.2996 | 42550.7758 | 39767.0802 | 37165.4955 | 34826.0419 | 32455.7663 | 30332.4919 | 28348.1233 | 26563.6962 | 24755.7594 | 23136.2265 | 21622.6436
VIC1 | PHES | 0 | 0 | 0.0010756 | 0.0022083 | 0.0020638 | 0.0019339 | 0.0019484 | 0.0018209 | 0.0031815 | 0.0030298 | 0.0028289 | 0.0027118 | 0.0025344 | 0.0024387 | 0.0022727 | 0.0022506 | 0.0021034 | 0.0022196 | 0.0022031 | 0.0020623 | 0.0019912 | 0.0018658 | 0.0017448 | 0.001765 | 0.0018469
VIC1 | VPP | 0 | 0 | 0 | 0 | 0 | 0 | 0 | 0 | 0 | 0 | 0 | 0 | 0 | 0 | 0 | 0 | 0 | 0 | 0 | 0 | 0 | 0 | 0 | 0 | 0
Total |  | 11673.3229 | -66335.0226 | 4756.7032 | 25986.9005 | -41352.0871 | -38749.1169 | 31631.1328 | 92778.0716 | 188976.4905 | 435830.408 | 483635.6757 | 529620.0514 | 562635.6275 | 591323.835 | 551078.077 | 519623.2078 | 485629.1661 | 466360.2084 | 434619.5297 | 406906.4426 | 383771.8549 | 406003.8926 | 378371.0908 | 353617.8446 | 333862.3828
Region | Technology | 2026-27 | 2027-28 | 2028-29 | 2029-30 | 2030-31 | 2031-32 | 2032-33 | 2033-34 | 2034-35 | 2035-36 | 2036-37 | 2037-38 | 2038-39 | 2039-40 | 2040-41 | 2041-42 | 2042-43 | 2043-44 | 2044-45 | 2045-46 | 2046-47 | 2047-48 | 2048-49 | 2049-50 | 2050-51
SA1 | Black Coal | 0 | 0 | 0 | 0 | 0 | 0 | 0 | 0 | 0 | 0 | 0 | 0 | 0 | 0 | 0 | 0 | 0 | 0 | 0 | 0 | 0 | 0 | 0 | 0 | 0
SA1 | Brown Coal | 0 | 0 | 0 | 0 | 0 | 0 | 0 | 0 | 0 | 0 | 0 | 0 | 0 | 0 | 0 | 0 | 0 | 0 | 0 | 0 | 0 | 0 | 0 | 0 | 0
SA1 | CCGT | 3.4485e-05 | 4.4144e-05 | 4.5056e-05 | 4.2108e-05 | 7.9009e-05 | 7.4036e-05 | 0.00014227 | 0.00013296 | 0.00012426 | 0.00011644 | 0.00010852 | 0.00011829 | 0.00011055 | 0.00010359 | 9.6544e-05 | 9.0228e-05 | 8.4325e-05 | 7.9017e-05 | 7.3639e-05 | 6.8822e-05 | 6.4319e-05 | 6.0271e-05 | 5.6169e-05 | 5.2494e-05 | 9.8087e-05
SA1 | Gas - Steam | 0 | 0 | 0 | 0 | 0 | 0 | 0 | 0 | 0 | 0 | 0 | 0 | 0 | 0 | 0 | 0 | 0 | 0 | 0 | 0 | 0 | 0 | 0 | 0 | 0
SA1 | OCGT / Diesel | 8.8691e-05 | 8.4803e-05 | 8.4596e-05 | 8.2928e-05 | 8.3631e-05 | 8.3518e-05 | 0.00010653 | 9.9556e-05 | 9.3043e-05 | 0.00017227 | 0.00016055 | 0.00038526 | 0.00036006 | 0.0003374 | 0.00031443 | 0.0002987 | 0.00027916 | 0.00027902 | 0.00026003 | 0.00024302 | 0.00022712 | 0.00021282 | 0.00019834 | 0.00018536 | 0.00020116
SA1 | Hydro | 0 | 0 | 0 | 0 | 0 | 0 | 0 | 0 | 0 | 0 | 0 | 0 | 0 | 0 | 0 | 0 | 0 | 0 | 0 | 0 | 0 | 0 | 0 | 0 | 0
SA1 | Hydrogen Turbine | 0 | 0 | 0 | 0 | 0 | 0 | 0 | 0 | 0 | 0 | 0 | 0 | 0 | 0 | 0 | 0 | 0 | 0 | 0 | 0 | 0 | 0 | 0 | 0 | 0
SA1 | Wind | 0.0017878 | 0.0021635 | 6532.8194 | 31151.5695 | 29113.6163 | 27281.0038 | 25424.2468 | 23760.9784 | 22206.5219 | 23367.225 | 21776.8432 | 23275.5703 | 28086.5252 | 27715.9659 | 25829.6072 | 24139.82 | 23097.9937 | 21644.0461 | 20170.9444 | 18851.3499 | 24320.6613 | 23038.8782 | 21470.8421 | 20066.2076 | 18753.465
SA1 | Solar PV | 0.00038364 | 0.00044138 | 0.00073472 | 16591.9285 | 15506.4753 | 14530.3904 | 13541.4457 | 12655.5567 | 11827.6231 | 11083.1106 | 10328.7893 | 16192.3319 | 15133.0205 | 14180.4436 | 13215.3164 | 18859.8444 | 17626.0241 | 25395.4959 | 24139.5938 | 22560.368 | 21084.4561 | 19757.2545 | 18412.5672 | 17208.0067 | 16082.2493
SA1 | Grid Battery | 1765.3953 | 2198.1619 | 8188.3045 | 23969.4423 | 22401.3479 | 20991.252 | 19562.5783 | 18282.7834 | 17086.7135 | 16011.1576 | 14921.4312 | 15346.6633 | 14342.676 | 16597.5121 | 15467.8782 | 24807.1027 | 23184.2082 | 24652.5913 | 22974.7254 | 21471.706 | 20067.0178 | 18803.8608 | 17524.0619 | 18750.2216 | 19294.9187
SA1 | PHES | 0 | 0 | 0.00045353 | 0.00072841 | 0.00068076 | 0.00063791 | 0.00072566 | 0.00067818 | 0.00063382 | 0.00074049 | 0.0006901 | 0.00077184 | 0.00072135 | 0.00073676 | 0.00068661 | 0.00073904 | 0.00069386 | 0.00073462 | 0.00077242 | 0.00073454 | 0.00073664 | 0.00069246 | 0.00066421 | 0.00071965 | 0.00071281
SA1 | VPP | 0 | 0 | 0 | 0 | 0 | 0 | 0 | 0 | 0 | 0 | 0 | 0 | 0 | 0 | 0 | 0 | 0 | 0 | 0 | 0 | 0 | 0 | 0 | 0 | 0
Total |  | 1765.3976 | 2198.1647 | 14721.1252 | 71712.9412 | 67021.4404 | 62802.647 | 58528.2717 | 54699.3194 | 51120.8593 | 50461.4943 | 47027.0647 | 54814.5668 | 57562.2229 | 58493.9227 | 54512.8028 | 67806.7682 | 63908.227 | 71692.1344 | 67285.2647 | 62883.425 | 65472.1362 | 61599.9945 | 57407.4721 | 56024.4368 | 54130.6339
Region | Technology | 2026-27 | 2027-28 | 2028-29 | 2029-30 | 2030-31 | 2031-32 | 2032-33 | 2033-34 | 2034-35 | 2035-36 | 2036-37 | 2037-38 | 2038-39 | 2039-40 | 2040-41 | 2041-42 | 2042-43 | 2043-44 | 2044-45 | 2045-46 | 2046-47 | 2047-48 | 2048-49 | 2049-50 | 2050-51
TAS1 | Black Coal | 0 | 0 | 0 | 0 | 0 | 0 | 0 | 0 | 0 | 0 | 0 | 0 | 0 | 0 | 0 | 0 | 0 | 0 | 0 | 0 | 0 | 0 | 0 | 0 | 0
TAS1 | Brown Coal | 0 | 0 | 0 | 0 | 0 | 0 | 0 | 0 | 0 | 0 | 0 | 0 | 0 | 0 | 0 | 0 | 0 | 0 | 0 | 0 | 0 | 0 | 0 | 0 | 0
TAS1 | CCGT | 2.0661e-05 | 1.936e-05 | 1.8042e-05 | 1.6862e-05 | 2.7487e-05 | 2.7385e-05 | 2.8003e-05 | 2.6171e-05 | 2.4459e-05 | 2.2919e-05 | 2.2346e-05 | 2.2113e-05 | 2.1734e-05 | 2.1083e-05 | 2.0893e-05 | 2.0601e-05 | 2.0188e-05 | 1.9439e-05 | 1.9256e-05 | 1.9036e-05 | 1.8726e-05 | 1.86e-05 | 1.8307e-05 | 1.8175e-05 | 2.7579e-05
TAS1 | Gas - Steam | 0 | 0 | 0 | 0 | 0 | 0 | 0 | 0 | 0 | 0 | 0 | 0 | 0 | 0 | 0 | 0 | 0 | 0 | 0 | 0 | 0 | 0 | 0 | 0 | 0
TAS1 | OCGT / Diesel | 8.7025e-05 | 8.5994e-05 | 8.5695e-05 | 8.0089e-05 | 8.5869e-05 | 8.5696e-05 | 8.6205e-05 | 8.5859e-05 | 8.519e-05 | 8.5549e-05 | 8.5318e-05 | 8.5535e-05 | 8.5505e-05 | 8.5792e-05 | 8.4973e-05 | 8.6483e-05 | 8.5471e-05 | 8.5497e-05 | 8.5885e-05 | 8.6443e-05 | 8.6212e-05 | 8.695e-05 | 8.681e-05 | 8.7426e-05 | 9.1201e-05
TAS1 | Hydro | 0 | 0 | 0 | 0 | 0 | 0 | 0 | 0 | 0 | 0 | 0 | 0 | 0 | 0 | 0 | 0 | 0 | 0 | 0 | 0 | 0 | 0 | 0 | 0 | 0
TAS1 | Hydrogen Turbine | 0 | 0 | 0 | 0 | 0 | 0 | 0 | 0 | 0 | 0 | 0 | 0 | 0 | 0 | 0 | 0 | 0 | 0 | 0 | 0 | 0 | 0 | 0 | 0 | 0
TAS1 | Wind | 7902.7918 | 14810.6696 | 20703.9725 | 26095.9352 | 26934.3841 | 27624.3657 | 27967.305 | 28215.2992 | 28311.1497 | 28348.5364 | 28114.774 | 27860.2108 | 27518.6278 | 27174.2359 | 25324.7455 | 23667.9865 | 22119.6135 | 20727.2519 | 19316.5461 | 18052.8468 | 16871.8195 | 15809.7904 | 14733.7692 | 13769.8778 | 12869.0447
TAS1 | Solar PV | 0.00021465 | 0.00025737 | 0.00028214 | 0.00043498 | 0.00041715 | 0.0004055 | 0.0003922 | 0.00036654 | 0.00034256 | 0.000321 | 0.00031717 | 0.00031753 | 0.00032399 | 0.00069204 | 0.00065515 | 0.00062923 | 0.00060798 | 0.00057633 | 0.00054874 | 0.00052617 | 0.0005109 | 0.00049197 | 0.00047195 | 0.00045301 | 0.00043782
TAS1 | Grid Battery | 0.0010308 | 0.0015208 | 0.0014173 | 0.0013246 | 0.0013183 | 0.0012913 | 0.001312 | 0.0014033 | 0.0013973 | 0.0015024 | 0.0014869 | 0.0015705 | 0.001612 | 0.0018241 | 0.0018282 | 0.0019106 | 0.0018664 | 0.0018971 | 0.0019586 | 0.0019446 | 0.0021996 | 0.0023398 | 0.0023138 | 0.0023169 | 0.0023089
TAS1 | PHES | 0 | 0 | 0.002288 | 0.00225 | 0.0027052 | 0.002694 | 0.0029154 | 0.0029563 | 0.0028677 | 0.0029222 | 0.0028723 | 0.0028939 | 0.0028877 | 0.0029237 | 0.0028889 | 0.0029686 | 0.0028965 | 0.0029166 | 0.0029919 | 0.0029448 | 0.0029179 | 0.0029327 | 0.0029182 | 0.0029587 | 0.0029225
TAS1 | VPP | 0 | 0 | 0 | 0 | 0 | 0 | 0 | 0 | 0 | 0 | 0 | 0 | 0 | 0 | 0 | 0 | 0 | 0 | 0 | 0 | 0 | 0 | 0 | 0 | 0
Total |  | 7902.7932 | 14810.6715 | 20703.9766 | 26095.9394 | 26934.3887 | 27624.3702 | 27967.3098 | 28215.3041 | 28311.1544 | 28348.5412 | 28114.7788 | 27860.2156 | 27518.6328 | 27174.2414 | 25324.751 | 23667.9921 | 22119.619 | 20727.2574 | 19316.5517 | 18052.8524 | 16871.8252 | 15809.7962 | 14733.775 | 13769.8836 | 12869.0505

## BaseCase_Fuel Cost
Fuel cost by technology ($000s) - BaseCase, Step Change Scenario
Fuel | Real June 2024 dollars discounted to 1 July 2025
Explicitly modelled generation
Region | Technology | 2026-27 | 2027-28 | 2028-29 | 2029-30 | 2030-31 | 2031-32 | 2032-33 | 2033-34 | 2034-35 | 2035-36 | 2036-37 | 2037-38 | 2038-39 | 2039-40 | 2040-41 | 2041-42 | 2042-43 | 2043-44 | 2044-45 | 2045-46 | 2046-47 | 2047-48 | 2048-49 | 2049-50 | 2050-51
NEM | Black Coal | 2785806.86 | 2344858.613 | 2076214.4007 | 536621.3535 | 553545.3204 | 479594.5599 | 454760.8055 | 351772.1329 | 291287.3027 | 247126.4111 | 206392.7553 | 198626.1563 | 109471.3477 | 101404.3736 | 27907.7481 | 23381.4288 | 0.0072631 | 0.0059802 | 0.0046802 | 0.003367 | 0.0029704 | 0.0022738 | 0.0021134 | 0.0021808 | 0.0027108
NEM | Brown Coal | 279707.32 | 245532.5644 | 143075.0142 | 28209.2589 | 0.011838 | 0.0046539 | 0.0039499 | 0.0043358 | 0.0032639 | 0.0013829 | 0.00070344 | 0.00067215 | 0.00037385 | 0.00026221 | 0.00035957 | 0.00033939 | 0.00030298 | 0.00029376 | 0.00025971 | 0.00018416 | 0.00018627 | 0 | 0 | 0 | 0
NEM | CCGT | 444124.2037 | 423179.0806 | 611089.0391 | 640638.0551 | 542031.0389 | 460911.0095 | 505017.1648 | 572392.3681 | 435192.6243 | 348872.5783 | 304592.2786 | 228671.3558 | 219950.4772 | 194678.3005 | 176288.1364 | 147762.8624 | 156849.6521 | 99833.3633 | 77496.9586 | 55573.0242 | 35615.3513 | 29660.8405 | 29964.5808 | 27726.9123 | 0.017722
NEM | Gas - Steam | 6703.6365 | 6784.8685 | 100926.048 | 34979.932 | 107762.344 | 80428.296 | 104066.376 | 123086.176 | 65201.04 | 29700.218 | 29189.256 | 28398.046 | 41457.632 | 0 | 0 | 0 | 0 | 0 | 0 | 0 | 0 | 0 | 0 | 0 | 0
NEM | OCGT / Diesel | 42116.3298 | 38947.2115 | 295622.2301 | 860395.573 | 448613.3225 | 382522.2341 | 495255.5827 | 607642.6105 | 488453.5915 | 321000.2739 | 288962.3937 | 379582.7953 | 531600.3728 | 578991.1079 | 626644.3799 | 505542.8391 | 417918.3505 | 567926.2698 | 400234.2887 | 467352.4921 | 514322.5137 | 468030.2753 | 522245.0682 | 503671.998 | 580831.5274
NEM | Hydro | 0 | 0 | 0 | 0 | 0 | 0 | 0 | 0 | 0 | 0 | 0 | 0 | 0 | 0 | 0 | 0 | 0 | 0 | 0 | 0 | 0 | 0 | 0 | 0 | 0
NEM | Hydrogen Turbine | 0 | 0 | 0 | 0 | 0 | 0 | 0 | 0 | 0 | 0 | 0 | 0 | 0 | 0 | 0 | 0 | 0 | 0 | 0 | 0 | 0 | 0 | 0 | 0 | 0
NEM | Wind | 0 | 0 | 0 | 0 | 0 | 0 | 0 | 0 | 0 | 0 | 0 | 0 | 0 | 0 | 0 | 0 | 0 | 0 | 0 | 0 | 0 | 0 | 0 | 0 | 0
NEM | Solar PV | 0 | 0 | 0 | 0 | 0 | 0 | 0 | 0 | 0 | 0 | 0 | 0 | 0 | 0 | 0 | 0 | 0 | 0 | 0 | 0 | 0 | 0 | 0 | 0 | 0
NEM | Grid Battery | 0 | 0 | 0 | 0 | 0 | 0 | 0 | 0 | 0 | 0 | 0 | 0 | 0 | 0 | 0 | 0 | 0 | 0 | 0 | 0 | 0 | 0 | 0 | 0 | 0
NEM | PHES | 0 | 0 | 0 | 0 | 0 | 0 | 0 | 0 | 0 | 0 | 0 | 0 | 0 | 0 | 0 | 0 | 0 | 0 | 0 | 0 | 0 | 0 | 0 | 0 | 0
NEM | VPP | 0 | 0 | 0 | 0 | 0 | 0 | 0 | 0 | 0 | 0 | 0 | 0 | 0 | 0 | 0 | 0 | 0 | 0 | 0 | 0 | 0 | 0 | 0 | 0 | 0
Total |  | 3558458.35 | 3059302.338 | 3226926.7322 | 2100844.1726 | 1651952.0377 | 1403456.1041 | 1559099.933 | 1654893.2919 | 1280134.5618 | 946699.4827 | 829136.6842 | 835278.354 | 902479.8301 | 875073.7823 | 830840.2648 | 676687.1306 | 574768.0102 | 667759.6394 | 477731.2522 | 522925.5199 | 549937.8681 | 497691.1181 | 552209.6511 | 531398.9124 | 580831.5478
Region | Technology | 2026-27 | 2027-28 | 2028-29 | 2029-30 | 2030-31 | 2031-32 | 2032-33 | 2033-34 | 2034-35 | 2035-36 | 2036-37 | 2037-38 | 2038-39 | 2039-40 | 2040-41 | 2041-42 | 2042-43 | 2043-44 | 2044-45 | 2045-46 | 2046-47 | 2047-48 | 2048-49 | 2049-50 | 2050-51
NSW1 | Black Coal | 1471108.816 | 1101756.053 | 948244.848 | 302890.5486 | 318250.8219 | 270851.5229 | 254718.833 | 174764.064 | 147084.736 | 114966.7 | 88773.796 | 84913.824 | 15697.0952 | 13726.4248 | 0 | 0 | 0 | 0 | 0 | 0 | 0 | 0 | 0 | 0 | 0
NSW1 | Brown Coal | 0 | 0 | 0 | 0 | 0 | 0 | 0 | 0 | 0 | 0 | 0 | 0 | 0 | 0 | 0 | 0 | 0 | 0 | 0 | 0 | 0 | 0 | 0 | 0 | 0
NSW1 | CCGT | 128735.4975 | 85429.5696 | 114464.1859 | 112298.3936 | 98318.2909 | 81330.7868 | 101516.3166 | 101744.2927 | 87358.796 | 70877.4038 | 60702.0195 | 57307.1879 | 47827.0357 | 54871.5115 | 48322.6832 | 42989.035 | 46647.7868 | 0.0027864 | 0.002557 | 0.0025309 | 0.0026873 | 0.0025538 | 0.0023744 | 0.0022534 | 0.0044902
NSW1 | Gas - Steam | 0 | 0 | 0 | 0 | 0 | 0 | 0 | 0 | 0 | 0 | 0 | 0 | 0 | 0 | 0 | 0 | 0 | 0 | 0 | 0 | 0 | 0 | 0 | 0 | 0
NSW1 | OCGT / Diesel | 4292.7147 | 13463.0064 | 84183.3803 | 417161.675 | 213329.4992 | 205929.1247 | 210955.1976 | 350318.6287 | 243819.3655 | 160391.8185 | 123121.9735 | 138308.0245 | 286779.6064 | 251546.644 | 310405.1793 | 182814.2398 | 179888.6192 | 283477.1545 | 215726.8359 | 229087.2181 | 256609.2242 | 290649.2761 | 269760.2443 | 300988.4184 | 293712.0286
NSW1 | Hydro | 0 | 0 | 0 | 0 | 0 | 0 | 0 | 0 | 0 | 0 | 0 | 0 | 0 | 0 | 0 | 0 | 0 | 0 | 0 | 0 | 0 | 0 | 0 | 0 | 0
NSW1 | Hydrogen Turbine | 0 | 0 | 0 | 0 | 0 | 0 | 0 | 0 | 0 | 0 | 0 | 0 | 0 | 0 | 0 | 0 | 0 | 0 | 0 | 0 | 0 | 0 | 0 | 0 | 0
NSW1 | Wind | 0 | 0 | 0 | 0 | 0 | 0 | 0 | 0 | 0 | 0 | 0 | 0 | 0 | 0 | 0 | 0 | 0 | 0 | 0 | 0 | 0 | 0 | 0 | 0 | 0
NSW1 | Solar PV | 0 | 0 | 0 | 0 | 0 | 0 | 0 | 0 | 0 | 0 | 0 | 0 | 0 | 0 | 0 | 0 | 0 | 0 | 0 | 0 | 0 | 0 | 0 | 0 | 0
NSW1 | Grid Battery | 0 | 0 | 0 | 0 | 0 | 0 | 0 | 0 | 0 | 0 | 0 | 0 | 0 | 0 | 0 | 0 | 0 | 0 | 0 | 0 | 0 | 0 | 0 | 0 | 0
NSW1 | PHES | 0 | 0 | 0 | 0 | 0 | 0 | 0 | 0 | 0 | 0 | 0 | 0 | 0 | 0 | 0 | 0 | 0 | 0 | 0 | 0 | 0 | 0 | 0 | 0 | 0
NSW1 | VPP | 0 | 0 | 0 | 0 | 0 | 0 | 0 | 0 | 0 | 0 | 0 | 0 | 0 | 0 | 0 | 0 | 0 | 0 | 0 | 0 | 0 | 0 | 0 | 0 | 0
Total |  | 1604137.0282 | 1200648.629 | 1146892.4142 | 832350.6173 | 629898.6121 | 558111.4343 | 567190.3471 | 626826.9854 | 478262.8975 | 346235.9222 | 272597.789 | 280529.0364 | 350303.7373 | 320144.5804 | 358727.8626 | 225803.2748 | 226536.4061 | 283477.1573 | 215726.8385 | 229087.2207 | 256609.2269 | 290649.2787 | 269760.2467 | 300988.4206 | 293712.0331
Region | Technology | 2026-27 | 2027-28 | 2028-29 | 2029-30 | 2030-31 | 2031-32 | 2032-33 | 2033-34 | 2034-35 | 2035-36 | 2036-37 | 2037-38 | 2038-39 | 2039-40 | 2040-41 | 2041-42 | 2042-43 | 2043-44 | 2044-45 | 2045-46 | 2046-47 | 2047-48 | 2048-49 | 2049-50 | 2050-51
QLD1 | Black Coal | 1314698.044 | 1243102.56 | 1127969.5527 | 233730.8049 | 235294.4985 | 208743.037 | 200041.9725 | 177008.0689 | 144202.5667 | 132159.7111 | 117618.9593 | 113712.3323 | 93774.2525 | 87677.9488 | 27907.7481 | 23381.4288 | 0.0072631 | 0.0059802 | 0.0046802 | 0.003367 | 0.0029704 | 0.0022738 | 0.0021134 | 0.0021808 | 0.0027108
QLD1 | Brown Coal | 0 | 0 | 0 | 0 | 0 | 0 | 0 | 0 | 0 | 0 | 0 | 0 | 0 | 0 | 0 | 0 | 0 | 0 | 0 | 0 | 0 | 0 | 0 | 0 | 0
QLD1 | CCGT | 221121.2831 | 212652.6064 | 334245.4107 | 418062.4755 | 326379.1202 | 286963.6751 | 304211.1782 | 361011.0052 | 258415.1108 | 210559.5935 | 181008.7664 | 171364.1628 | 172123.4367 | 139806.7843 | 127965.4489 | 104773.8234 | 110201.8614 | 99833.3567 | 77496.9525 | 55573.0182 | 35615.3452 | 29660.8346 | 29964.5753 | 27726.907 | 0.0079081
QLD1 | Gas - Steam | 0 | 0 | 0 | 0 | 0 | 0 | 0 | 0 | 0 | 0 | 0 | 0 | 0 | 0 | 0 | 0 | 0 | 0 | 0 | 0 | 0 | 0 | 0 | 0 | 0
QLD1 | OCGT / Diesel | 990.5114 | 1172.0649 | 7232.3295 | 164992.9447 | 32020.4242 | 14920.8428 | 49548.4205 | 42120.7102 | 70452.7903 | 54574.1422 | 72799.1432 | 77935.0929 | 101615.4508 | 102991.1546 | 122822.5864 | 82543.4404 | 92899.5246 | 88975.321 | 69222.3448 | 95520.3961 | 85219.8624 | 53951.0708 | 87681.9483 | 34072.1507 | 29357.2282
QLD1 | Hydro | 0 | 0 | 0 | 0 | 0 | 0 | 0 | 0 | 0 | 0 | 0 | 0 | 0 | 0 | 0 | 0 | 0 | 0 | 0 | 0 | 0 | 0 | 0 | 0 | 0
QLD1 | Hydrogen Turbine | 0 | 0 | 0 | 0 | 0 | 0 | 0 | 0 | 0 | 0 | 0 | 0 | 0 | 0 | 0 | 0 | 0 | 0 | 0 | 0 | 0 | 0 | 0 | 0 | 0
QLD1 | Wind | 0 | 0 | 0 | 0 | 0 | 0 | 0 | 0 | 0 | 0 | 0 | 0 | 0 | 0 | 0 | 0 | 0 | 0 | 0 | 0 | 0 | 0 | 0 | 0 | 0
QLD1 | Solar PV | 0 | 0 | 0 | 0 | 0 | 0 | 0 | 0 | 0 | 0 | 0 | 0 | 0 | 0 | 0 | 0 | 0 | 0 | 0 | 0 | 0 | 0 | 0 | 0 | 0
QLD1 | Grid Battery | 0 | 0 | 0 | 0 | 0 | 0 | 0 | 0 | 0 | 0 | 0 | 0 | 0 | 0 | 0 | 0 | 0 | 0 | 0 | 0 | 0 | 0 | 0 | 0 | 0
QLD1 | PHES | 0 | 0 | 0 | 0 | 0 | 0 | 0 | 0 | 0 | 0 | 0 | 0 | 0 | 0 | 0 | 0 | 0 | 0 | 0 | 0 | 0 | 0 | 0 | 0 | 0
QLD1 | VPP | 0 | 0 | 0 | 0 | 0 | 0 | 0 | 0 | 0 | 0 | 0 | 0 | 0 | 0 | 0 | 0 | 0 | 0 | 0 | 0 | 0 | 0 | 0 | 0 | 0
Total |  | 1536809.8385 | 1456927.2313 | 1469447.293 | 816786.2251 | 593694.0429 | 510627.5549 | 553801.5713 | 580139.7844 | 473070.4678 | 397293.4469 | 371426.8688 | 363011.5879 | 367513.14 | 330475.8877 | 278695.7834 | 210698.6926 | 203101.3933 | 188808.6837 | 146719.3019 | 151093.4177 | 120835.2105 | 83611.9077 | 117646.5257 | 61799.0599 | 29357.2388
Region | Technology | 2026-27 | 2027-28 | 2028-29 | 2029-30 | 2030-31 | 2031-32 | 2032-33 | 2033-34 | 2034-35 | 2035-36 | 2036-37 | 2037-38 | 2038-39 | 2039-40 | 2040-41 | 2041-42 | 2042-43 | 2043-44 | 2044-45 | 2045-46 | 2046-47 | 2047-48 | 2048-49 | 2049-50 | 2050-51
VIC1 | Black Coal | 0 | 0 | 0 | 0 | 0 | 0 | 0 | 0 | 0 | 0 | 0 | 0 | 0 | 0 | 0 | 0 | 0 | 0 | 0 | 0 | 0 | 0 | 0 | 0 | 0
VIC1 | Brown Coal | 279707.32 | 245532.5644 | 143075.0142 | 28209.2589 | 0.011838 | 0.0046539 | 0.0039499 | 0.0043358 | 0.0032639 | 0.0013829 | 0.00070344 | 0.00067215 | 0.00037385 | 0.00026221 | 0.00035957 | 0.00033939 | 0.00030298 | 0.00029376 | 0.00025971 | 0.00018416 | 0.00018627 | 0 | 0 | 0 | 0
VIC1 | CCGT | 0 | 0 | 0 | 0 | 0 | 0 | 0 | 0 | 0 | 0 | 0 | 0 | 0 | 0 | 0 | 0 | 0 | 0 | 0 | 0 | 0 | 0 | 0 | 0 | 0
VIC1 | Gas - Steam | 6703.6365 | 6784.8685 | 100926.048 | 34979.932 | 107762.344 | 80428.296 | 104066.376 | 123086.176 | 65201.04 | 29700.218 | 29189.256 | 28398.046 | 41457.632 | 0 | 0 | 0 | 0 | 0 | 0 | 0 | 0 | 0 | 0 | 0 | 0
VIC1 | OCGT / Diesel | 8186.7224 | 5412.7552 | 69829.3165 | 156694.9516 | 117947.86 | 86512.3108 | 147704.8013 | 117912.7269 | 95427.8356 | 56957.808 | 50497.8918 | 113323.5367 | 90474.3808 | 169076.9289 | 145374.6072 | 198538.0755 | 107929.6055 | 155873.9884 | 97451.2372 | 123945.2335 | 153851.781 | 106778.7682 | 145932.7631 | 150363.6376 | 235609.6955
VIC1 | Hydro | 0 | 0 | 0 | 0 | 0 | 0 | 0 | 0 | 0 | 0 | 0 | 0 | 0 | 0 | 0 | 0 | 0 | 0 | 0 | 0 | 0 | 0 | 0 | 0 | 0
VIC1 | Hydrogen Turbine | 0 | 0 | 0 | 0 | 0 | 0 | 0 | 0 | 0 | 0 | 0 | 0 | 0 | 0 | 0 | 0 | 0 | 0 | 0 | 0 | 0 | 0 | 0 | 0 | 0
VIC1 | Wind | 0 | 0 | 0 | 0 | 0 | 0 | 0 | 0 | 0 | 0 | 0 | 0 | 0 | 0 | 0 | 0 | 0 | 0 | 0 | 0 | 0 | 0 | 0 | 0 | 0
VIC1 | Solar PV | 0 | 0 | 0 | 0 | 0 | 0 | 0 | 0 | 0 | 0 | 0 | 0 | 0 | 0 | 0 | 0 | 0 | 0 | 0 | 0 | 0 | 0 | 0 | 0 | 0
VIC1 | Grid Battery | 0 | 0 | 0 | 0 | 0 | 0 | 0 | 0 | 0 | 0 | 0 | 0 | 0 | 0 | 0 | 0 | 0 | 0 | 0 | 0 | 0 | 0 | 0 | 0 | 0
VIC1 | PHES | 0 | 0 | 0 | 0 | 0 | 0 | 0 | 0 | 0 | 0 | 0 | 0 | 0 | 0 | 0 | 0 | 0 | 0 | 0 | 0 | 0 | 0 | 0 | 0 | 0
VIC1 | VPP | 0 | 0 | 0 | 0 | 0 | 0 | 0 | 0 | 0 | 0 | 0 | 0 | 0 | 0 | 0 | 0 | 0 | 0 | 0 | 0 | 0 | 0 | 0 | 0 | 0
Total |  | 294597.6789 | 257730.1881 | 313830.3787 | 219884.1425 | 225710.2158 | 166940.6114 | 251771.1812 | 240998.9073 | 160628.8789 | 86658.0273 | 79687.1485 | 141721.5834 | 131932.0132 | 169076.9291 | 145374.6076 | 198538.0758 | 107929.6058 | 155873.9887 | 97451.2374 | 123945.2337 | 153851.7812 | 106778.7682 | 145932.7631 | 150363.6376 | 235609.6955
Region | Technology | 2026-27 | 2027-28 | 2028-29 | 2029-30 | 2030-31 | 2031-32 | 2032-33 | 2033-34 | 2034-35 | 2035-36 | 2036-37 | 2037-38 | 2038-39 | 2039-40 | 2040-41 | 2041-42 | 2042-43 | 2043-44 | 2044-45 | 2045-46 | 2046-47 | 2047-48 | 2048-49 | 2049-50 | 2050-51
SA1 | Black Coal | 0 | 0 | 0 | 0 | 0 | 0 | 0 | 0 | 0 | 0 | 0 | 0 | 0 | 0 | 0 | 0 | 0 | 0 | 0 | 0 | 0 | 0 | 0 | 0 | 0
SA1 | Brown Coal | 0 | 0 | 0 | 0 | 0 | 0 | 0 | 0 | 0 | 0 | 0 | 0 | 0 | 0 | 0 | 0 | 0 | 0 | 0 | 0 | 0 | 0 | 0 | 0 | 0
SA1 | CCGT | 94267.4223 | 125096.9037 | 162379.4418 | 110277.1854 | 117333.6268 | 92616.5466 | 99289.669 | 109637.0691 | 89418.7165 | 67435.5801 | 62881.4918 | 0.0042499 | 0.0039543 | 0.0037913 | 0.0034764 | 0.0031618 | 0.0030801 | 0.0030074 | 0.0027451 | 0.0026919 | 0.0026128 | 0.0025021 | 0.0023203 | 0.0021779 | 0.0040912
SA1 | Gas - Steam | 0 | 0 | 0 | 0 | 0 | 0 | 0 | 0 | 0 | 0 | 0 | 0 | 0 | 0 | 0 | 0 | 0 | 0 | 0 | 0 | 0 | 0 | 0 | 0 | 0
SA1 | OCGT / Diesel | 28646.3792 | 18899.3832 | 134377.202 | 121546.001 | 85260.182 | 75159.9541 | 87026.7388 | 97133.8404 | 78753.5986 | 48944.6507 | 42543.3837 | 49974.4356 | 52709.03 | 55317.8404 | 48042.0059 | 41590.1783 | 37200.6003 | 39599.8048 | 17794.3659 | 18781.5996 | 18641.6451 | 16635.4006 | 18870.1115 | 18237.6375 | 22152.5741
SA1 | Hydro | 0 | 0 | 0 | 0 | 0 | 0 | 0 | 0 | 0 | 0 | 0 | 0 | 0 | 0 | 0 | 0 | 0 | 0 | 0 | 0 | 0 | 0 | 0 | 0 | 0
SA1 | Hydrogen Turbine | 0 | 0 | 0 | 0 | 0 | 0 | 0 | 0 | 0 | 0 | 0 | 0 | 0 | 0 | 0 | 0 | 0 | 0 | 0 | 0 | 0 | 0 | 0 | 0 | 0
SA1 | Wind | 0 | 0 | 0 | 0 | 0 | 0 | 0 | 0 | 0 | 0 | 0 | 0 | 0 | 0 | 0 | 0 | 0 | 0 | 0 | 0 | 0 | 0 | 0 | 0 | 0
SA1 | Solar PV | 0 | 0 | 0 | 0 | 0 | 0 | 0 | 0 | 0 | 0 | 0 | 0 | 0 | 0 | 0 | 0 | 0 | 0 | 0 | 0 | 0 | 0 | 0 | 0 | 0
SA1 | Grid Battery | 0 | 0 | 0 | 0 | 0 | 0 | 0 | 0 | 0 | 0 | 0 | 0 | 0 | 0 | 0 | 0 | 0 | 0 | 0 | 0 | 0 | 0 | 0 | 0 | 0
SA1 | PHES | 0 | 0 | 0 | 0 | 0 | 0 | 0 | 0 | 0 | 0 | 0 | 0 | 0 | 0 | 0 | 0 | 0 | 0 | 0 | 0 | 0 | 0 | 0 | 0 | 0
SA1 | VPP | 0 | 0 | 0 | 0 | 0 | 0 | 0 | 0 | 0 | 0 | 0 | 0 | 0 | 0 | 0 | 0 | 0 | 0 | 0 | 0 | 0 | 0 | 0 | 0 | 0
Total |  | 122913.8014 | 143996.2869 | 296756.6438 | 231823.1864 | 202593.8088 | 167776.5007 | 186316.4078 | 206770.9095 | 168172.3151 | 116380.2308 | 105424.8755 | 49974.4399 | 52709.0339 | 55317.8441 | 48042.0094 | 41590.1815 | 37200.6033 | 39599.8079 | 17794.3687 | 18781.6023 | 18641.6478 | 16635.4031 | 18870.1138 | 18237.6396 | 22152.5782
Region | Technology | 2026-27 | 2027-28 | 2028-29 | 2029-30 | 2030-31 | 2031-32 | 2032-33 | 2033-34 | 2034-35 | 2035-36 | 2036-37 | 2037-38 | 2038-39 | 2039-40 | 2040-41 | 2041-42 | 2042-43 | 2043-44 | 2044-45 | 2045-46 | 2046-47 | 2047-48 | 2048-49 | 2049-50 | 2050-51
TAS1 | Black Coal | 0 | 0 | 0 | 0 | 0 | 0 | 0 | 0 | 0 | 0 | 0 | 0 | 0 | 0 | 0 | 0 | 0 | 0 | 0 | 0 | 0 | 0 | 0 | 0 | 0
TAS1 | Brown Coal | 0 | 0 | 0 | 0 | 0 | 0 | 0 | 0 | 0 | 0 | 0 | 0 | 0 | 0 | 0 | 0 | 0 | 0 | 0 | 0 | 0 | 0 | 0 | 0 | 0
TAS1 | CCGT | 0.00082418 | 0.0007992 | 0.00072644 | 0.00054552 | 0.00099572 | 0.0010178 | 0.0010494 | 0.0010474 | 0.00095032 | 0.00091349 | 0.00089695 | 0.00088481 | 0.00086871 | 0.00087158 | 0.00083761 | 0.00083132 | 0.00081261 | 0.00082746 | 0.00082568 | 0.0008351 | 0.00082828 | 0.00082782 | 0.00081149 | 0.00080814 | 0.0012324
TAS1 | Gas - Steam | 0 | 0 | 0 | 0 | 0 | 0 | 0 | 0 | 0 | 0 | 0 | 0 | 0 | 0 | 0 | 0 | 0 | 0 | 0 | 0 | 0 | 0 | 0 | 0 | 0
TAS1 | OCGT / Diesel | 0.0020312 | 0.0018917 | 0.0018286 | 0.00070777 | 55.3571 | 0.00173 | 20.4245 | 156.7043 | 0.0015602 | 131.8546 | 0.0014837 | 41.7056 | 21.9048 | 58.5401 | 0.0010088 | 56.905 | 0.00097918 | 0.0010014 | 39.5049 | 18.0447 | 0.00098818 | 15.7596 | 0.00096144 | 10.1538 | 0.00098835
TAS1 | Hydro | 0 | 0 | 0 | 0 | 0 | 0 | 0 | 0 | 0 | 0 | 0 | 0 | 0 | 0 | 0 | 0 | 0 | 0 | 0 | 0 | 0 | 0 | 0 | 0 | 0
TAS1 | Hydrogen Turbine | 0 | 0 | 0 | 0 | 0 | 0 | 0 | 0 | 0 | 0 | 0 | 0 | 0 | 0 | 0 | 0 | 0 | 0 | 0 | 0 | 0 | 0 | 0 | 0 | 0
TAS1 | Wind | 0 | 0 | 0 | 0 | 0 | 0 | 0 | 0 | 0 | 0 | 0 | 0 | 0 | 0 | 0 | 0 | 0 | 0 | 0 | 0 | 0 | 0 | 0 | 0 | 0
TAS1 | Solar PV | 0 | 0 | 0 | 0 | 0 | 0 | 0 | 0 | 0 | 0 | 0 | 0 | 0 | 0 | 0 | 0 | 0 | 0 | 0 | 0 | 0 | 0 | 0 | 0 | 0
TAS1 | Grid Battery | 0 | 0 | 0 | 0 | 0 | 0 | 0 | 0 | 0 | 0 | 0 | 0 | 0 | 0 | 0 | 0 | 0 | 0 | 0 | 0 | 0 | 0 | 0 | 0 | 0
TAS1 | PHES | 0 | 0 | 0 | 0 | 0 | 0 | 0 | 0 | 0 | 0 | 0 | 0 | 0 | 0 | 0 | 0 | 0 | 0 | 0 | 0 | 0 | 0 | 0 | 0 | 0
TAS1 | VPP | 0 | 0 | 0 | 0 | 0 | 0 | 0 | 0 | 0 | 0 | 0 | 0 | 0 | 0 | 0 | 0 | 0 | 0 | 0 | 0 | 0 | 0 | 0 | 0 | 0
Total |  | 0.0028554 | 0.0026909 | 0.002555 | 0.0012533 | 55.3581 | 0.0027478 | 20.4255 | 156.7053 | 0.0025106 | 131.8555 | 0.0023807 | 41.7064 | 21.9057 | 58.541 | 0.0018464 | 56.9059 | 0.0017918 | 0.0018288 | 39.5057 | 18.0456 | 0.0018165 | 15.7604 | 0.0017729 | 10.1546 | 0.0022208

## BaseCase_Build Cost
New generation build cost (CAPEX) by technology ($000s) - BaseCase, Step Change Scenario
CAPEX | Real June 2024 dollars discounted to 1 July 2025. The total capital costs are annualised for modelling purposes. Build costs do not include capital costs of existing, committed and anticipated generators and transmission projects since there will be no difference in these costs between the Base Case and option case.
Explicitly modelled generation
Region | Technology | 2026-27 | 2027-28 | 2028-29 | 2029-30 | 2030-31 | 2031-32 | 2032-33 | 2033-34 | 2034-35 | 2035-36 | 2036-37 | 2037-38 | 2038-39 | 2039-40 | 2040-41 | 2041-42 | 2042-43 | 2043-44 | 2044-45 | 2045-46 | 2046-47 | 2047-48 | 2048-49 | 2049-50 | 2050-51
NEM | Black Coal | 0 | 0 | 0 | 0 | 0 | 0 | 0 | 0 | 0 | 0 | 0 | 0 | 0 | 0 | 0 | 0 | 0 | 0 | 0 | 0 | 0 | 0 | 0 | 0 | 0
NEM | Brown Coal | 0 | 0 | 0 | 0 | 0 | 0 | 0 | 0 | 0 | 0 | 0 | 0 | 0 | 0 | 0 | 0 | 0 | 0 | 0 | 0 | 0 | 0 | 0 | 0 | 0
NEM | CCGT | 0.0028069 | 0.0030346 | 0.0032461 | 0.0030337 | 0.0048755 | 0.0046701 | 0.0072775 | 0.0068816 | 0.0064314 | 0.0060265 | 0.0056344 | 0.0074964 | 0.0070255 | 0.0065963 | 0.00617 | 0.0057858 | 0.0054242 | 0.0050922 | 0.0047661 | 0.0044729 | 0.0052935 | 0.004979 | 0.0051084 | 0.0047931 | 0.007962
NEM | Gas - Steam | 0 | 0 | 0 | 0 | 0 | 0 | 0 | 0 | 0 | 0 | 0 | 0 | 0 | 0 | 0 | 0 | 0 | 0 | 0 | 0 | 0 | 0 | 0 | 0 | 0
NEM | OCGT / Diesel | 0.006274 | 0.0063307 | 0.00713 | 0.0072104 | 0.0070825 | 0.0068302 | 0.0088722 | 0.0083867 | 0.0079057 | 5553.8872 | 5175.8873 | 128494.3455 | 120088.1734 | 131015.9312 | 122098.9299 | 165470.1869 | 154645.0345 | 226910.5692 | 232419.593 | 217214.5729 | 240680.8461 | 225530.7276 | 245004.3324 | 228976.0116 | 266439.7234
NEM | Hydro | 0 | 0 | 0 | 0 | 0 | 0 | 0 | 0 | 0 | 0 | 0 | 0 | 0 | 0 | 0 | 0 | 0 | 0 | 0 | 0 | 0 | 0 | 0 | 0 | 0
NEM | Hydrogen Turbine | 0 | 0 | 0 | 0 | 0 | 0 | 0 | 0 | 0 | 0 | 0 | 0 | 0 | 0 | 0 | 0 | 0 | 0 | 0 | 0 | 0 | 0 | 0 | 0 | 0
NEM | Wind | 210942.3583 | 544031.4883 | 1206110.6231 | 4061987.2867 | 3820219.7611 | 3601348.0786 | 3546754.9862 | 3490914.8221 | 3662068.8604 | 3660054.868 | 3898116.2209 | 4281434.2019 | 4222623.4812 | 4129382.8629 | 3854495.8689 | 3605383.1367 | 3463872.5427 | 3285321.1695 | 3080977.3268 | 2890277.2224 | 2821499.0422 | 2677956.2177 | 2495693.3513 | 2332423.6933 | 2179835.2268
NEM | Solar PV | 216222.7134 | 266950.3839 | 248781.6305 | 1050526.0121 | 981800.0111 | 919998.7222 | 857383.2191 | 827784.9617 | 937904.0716 | 878865.8968 | 819049.9012 | 810983.8437 | 757928.8261 | 710219.5553 | 808477.5115 | 876123.5609 | 953657.944 | 1134406.003 | 1073697.3121 | 1014297.8479 | 1135383.9741 | 1067213.9274 | 1009962.8422 | 944517.5081 | 882726.643
NEM | Grid Battery | 109101.7094 | 200981.8051 | 316009.7938 | 1204749.5401 | 1125934.1499 | 1055060.0608 | 983252.214 | 918927.3038 | 1056800.843 | 990278.4852 | 922879.7008 | 893476.516 | 835024.7821 | 868972.533 | 809829.8846 | 1009697.4401 | 943642.4678 | 907736.739 | 874558.0982 | 817344.0187 | 802094.3827 | 726110.3678 | 706163.0668 | 442746.4857 | 423014.5264
NEM | PHES | 0 | 0 | 0.069375 | 0.12758 | 0.12179 | 0.11474 | 0.11147 | 0.1055 | 0.11166 | 0.112 | 0.10637 | 0.14072 | 0.13221 | 0.12936 | 0.12118 | 0.12354 | 0.11615 | 0.12447 | 0.13137 | 0.12424 | 0.13864 | 0.13072 | 0.12866 | 0.12381 | 0.12029
NEM | VPP | 0 | 0 | 0 | 0 | 0 | 0 | 0 | 0 | 0 | 0 | 0 | 0 | 0 | 0 | 0 | 0 | 0 | 0 | 0 | 0 | 0 | 0 | 0 | 0 | 0
Total |  | 536266.7901 | 1011963.6866 | 1770902.1272 | 6317262.9768 | 5927954.0559 | 5576406.9878 | 5387390.547 | 5237627.2084 | 5656773.901 | 5534753.2552 | 5645221.8221 | 6114389.0553 | 5935665.4021 | 5839591.0184 | 5594902.3223 | 5656674.4539 | 5515818.1106 | 5554374.6103 | 5261652.4662 | 4939133.7905 | 4999658.389 | 4696811.3762 | 4456823.7265 | 3948663.8274 | 3752016.2479
Region | Technology | 2026-27 | 2027-28 | 2028-29 | 2029-30 | 2030-31 | 2031-32 | 2032-33 | 2033-34 | 2034-35 | 2035-36 | 2036-37 | 2037-38 | 2038-39 | 2039-40 | 2040-41 | 2041-42 | 2042-43 | 2043-44 | 2044-45 | 2045-46 | 2046-47 | 2047-48 | 2048-49 | 2049-50 | 2050-51
NSW1 | Black Coal | 0 | 0 | 0 | 0 | 0 | 0 | 0 | 0 | 0 | 0 | 0 | 0 | 0 | 0 | 0 | 0 | 0 | 0 | 0 | 0 | 0 | 0 | 0 | 0 | 0
NSW1 | Brown Coal | 0 | 0 | 0 | 0 | 0 | 0 | 0 | 0 | 0 | 0 | 0 | 0 | 0 | 0 | 0 | 0 | 0 | 0 | 0 | 0 | 0 | 0 | 0 | 0 | 0
NSW1 | CCGT | 0.00080993 | 0.0008639 | 0.0009848 | 0.00092037 | 0.0015407 | 0.0014775 | 0.0023128 | 0.0021615 | 0.0020201 | 0.001893 | 0.0017641 | 0.0019627 | 0.0018343 | 0.0017188 | 0.0016018 | 0.001497 | 0.0013991 | 0.001311 | 0.0012218 | 0.0011419 | 0.0011834 | 0.0011089 | 0.0010393 | 0.00097128 | 0.0018518
NSW1 | Gas - Steam | 0 | 0 | 0 | 0 | 0 | 0 | 0 | 0 | 0 | 0 | 0 | 0 | 0 | 0 | 0 | 0 | 0 | 0 | 0 | 0 | 0 | 0 | 0 | 0 | 0
NSW1 | OCGT / Diesel | 0.0012863 | 0.0014049 | 0.0014796 | 0.0017259 | 0.001613 | 0.0015391 | 0.0023201 | 0.0021683 | 0.0020264 | 0.0018989 | 0.0017696 | 64873.2122 | 60629.1703 | 67445.4794 | 62855.1106 | 58743.094 | 54900.0879 | 121478.7309 | 134163.4841 | 125386.4337 | 117183.5829 | 109807.237 | 102333.7089 | 95638.9802 | 104975.1726
NSW1 | Hydro | 0 | 0 | 0 | 0 | 0 | 0 | 0 | 0 | 0 | 0 | 0 | 0 | 0 | 0 | 0 | 0 | 0 | 0 | 0 | 0 | 0 | 0 | 0 | 0 | 0
NSW1 | Hydrogen Turbine | 0 | 0 | 0 | 0 | 0 | 0 | 0 | 0 | 0 | 0 | 0 | 0 | 0 | 0 | 0 | 0 | 0 | 0 | 0 | 0 | 0 | 0 | 0 | 0 | 0
NSW1 | Wind | 124248.8272 | 384567.6659 | 747048.1688 | 1129722.0348 | 1055814.9855 | 989354.6815 | 922018.771 | 861699.7862 | 805326.9027 | 754634.0528 | 985197.378 | 1159731.5596 | 1084723.62 | 1017543.9463 | 954450.0515 | 892009.3943 | 833653.6398 | 781177.7089 | 728010.4225 | 685755.3055 | 645584.0245 | 604946.4975 | 563773.576 | 526891.1931 | 492421.6757
NSW1 | Solar PV | 210636.6598 | 261715.9527 | 243903.4509 | 295803.335 | 276451.7148 | 259049.9302 | 241418.8791 | 225625.1206 | 210864.5986 | 197591.3211 | 184143.1697 | 172096.4202 | 160837.7761 | 150713.5336 | 170446.0641 | 203896.6922 | 245670.8507 | 324567.4017 | 302477.2029 | 282688.9747 | 324395.6405 | 304109.2723 | 283411.4627 | 264870.5258 | 247542.5474
NSW1 | Grid Battery | 0.014962 | 94828.3485 | 88374.2898 | 358997.3359 | 335511.5288 | 314392.1107 | 292994.4466 | 273826.5855 | 255912.6967 | 239803.7803 | 223482.6306 | 208862.2723 | 195198.3853 | 198097.0848 | 184614.5109 | 238077.6698 | 222502.4951 | 208496.6485 | 196699.3309 | 183831.1507 | 171804.8187 | 136507.4927 | 131689.3111 | 57946.8974 | 54155.9804
NSW1 | PHES | 0 | 0 | 0.01961 | 0.04294 | 0.040131 | 0.037604 | 0.035723 | 0.033386 | 0.031202 | 0.030613 | 0.029091 | 0.044013 | 0.041134 | 0.041098 | 0.0383 | 0.039404 | 0.036877 | 0.042416 | 0.042317 | 0.039791 | 0.040787 | 0.038219 | 0.036901 | 0.034875 | 0.033508
NSW1 | VPP | 0 | 0 | 0 | 0 | 0 | 0 | 0 | 0 | 0 | 0 | 0 | 0 | 0 | 0 | 0 | 0 | 0 | 0 | 0 | 0 | 0 | 0 | 0 | 0 | 0
Total |  | 334885.5041 | 741111.9694 | 1079325.9316 | 1784522.7513 | 1667778.2724 | 1562796.763 | 1456432.1371 | 1361151.53 | 1272104.2333 | 1192029.1886 | 1392823.2109 | 1605563.5104 | 1501388.9947 | 1433800.0869 | 1372365.777 | 1392726.8912 | 1356727.1118 | 1435720.5337 | 1361350.484 | 1277661.9056 | 1258968.1086 | 1155370.5388 | 1081208.0967 | 945347.6325 | 899095.4115
Region | Technology | 2026-27 | 2027-28 | 2028-29 | 2029-30 | 2030-31 | 2031-32 | 2032-33 | 2033-34 | 2034-35 | 2035-36 | 2036-37 | 2037-38 | 2038-39 | 2039-40 | 2040-41 | 2041-42 | 2042-43 | 2043-44 | 2044-45 | 2045-46 | 2046-47 | 2047-48 | 2048-49 | 2049-50 | 2050-51
QLD1 | Black Coal | 0 | 0 | 0 | 0 | 0 | 0 | 0 | 0 | 0 | 0 | 0 | 0 | 0 | 0 | 0 | 0 | 0 | 0 | 0 | 0 | 0 | 0 | 0 | 0 | 0
QLD1 | Brown Coal | 0 | 0 | 0 | 0 | 0 | 0 | 0 | 0 | 0 | 0 | 0 | 0 | 0 | 0 | 0 | 0 | 0 | 0 | 0 | 0 | 0 | 0 | 0 | 0 | 0
QLD1 | CCGT | 0.00082633 | 0.00083272 | 0.00093747 | 0.00087614 | 0.001229 | 0.0011893 | 0.0017247 | 0.001692 | 0.0015813 | 0.0014818 | 0.001381 | 0.0028817 | 0.0026931 | 0.0025236 | 0.0023519 | 0.002198 | 0.0020542 | 0.0019249 | 0.0017939 | 0.0016765 | 0.0025471 | 0.0023867 | 0.0026694 | 0.0024947 | 0.0038286
QLD1 | Gas - Steam | 0 | 0 | 0 | 0 | 0 | 0 | 0 | 0 | 0 | 0 | 0 | 0 | 0 | 0 | 0 | 0 | 0 | 0 | 0 | 0 | 0 | 0 | 0 | 0 | 0
QLD1 | OCGT / Diesel | 0.0013004 | 0.0012961 | 0.0016946 | 0.0015837 | 0.0014801 | 0.0013869 | 0.0015167 | 0.0014405 | 0.0013462 | 0.00133 | 0.0012533 | 0.0057495 | 0.0053734 | 0.0050351 | 0.0046924 | 0.0043854 | 0.0040985 | 0.0038406 | 0.010938 | 0.010222 | 37676.5819 | 35304.957 | 67725.4103 | 63294.776 | 59153.9962
QLD1 | Hydro | 0 | 0 | 0 | 0 | 0 | 0 | 0 | 0 | 0 | 0 | 0 | 0 | 0 | 0 | 0 | 0 | 0 | 0 | 0 | 0 | 0 | 0 | 0 | 0 | 0
QLD1 | Hydrogen Turbine | 0 | 0 | 0 | 0 | 0 | 0 | 0 | 0 | 0 | 0 | 0 | 0 | 0 | 0 | 0 | 0 | 0 | 0 | 0 | 0 | 0 | 0 | 0 | 0 | 0
QLD1 | Wind | 0.014951 | 0.015536 | 0.023374 | 1225923.7105 | 1145723.0936 | 1073603.351 | 1000533.4391 | 935077.9802 | 1077481.3977 | 1009657.2598 | 940939.5467 | 1068327.699 | 998437.1016 | 935588.5588 | 871911.9946 | 817921.571 | 855096.959 | 801484.3732 | 766191.5265 | 716066.847 | 721968.1452 | 676522.4724 | 630478.0581 | 589231.8299 | 550683.9531
QLD1 | Solar PV | 0.0049811 | 0.0054587 | 0.0069313 | 395855.8535 | 369958.7415 | 346670.9773 | 323076.4102 | 328432.804 | 431472.615 | 404312.7418 | 376795.0404 | 352144.8975 | 329107.3808 | 308391.0958 | 404007.5126 | 413121.0551 | 465832.1189 | 496821.5839 | 476745.0493 | 456398.5369 | 546004.2637 | 511634.9756 | 492196.8356 | 460624.0442 | 430489.7608
QLD1 | Grid Battery | 0.014639 | 1.2065 | 86067.7423 | 354907.7559 | 331689.4914 | 310810.6587 | 289656.7499 | 270707.2428 | 252997.4231 | 237072.0139 | 220936.7894 | 230065.1684 | 215014.1761 | 257044.8707 | 239550.2849 | 360256.7318 | 336688.5344 | 324721.7715 | 328830.3257 | 307318.0622 | 353602.4151 | 331343.9246 | 344800.8714 | 251381.0913 | 235745.139
QLD1 | PHES | 0 | 0 | 0.025749 | 0.047714 | 0.044593 | 0.041786 | 0.038942 | 0.036844 | 0.034434 | 0.035265 | 0.033679 | 0.05314 | 0.049663 | 0.047498 | 0.044265 | 0.044934 | 0.04212 | 0.043458 | 0.049982 | 0.047205 | 0.061393 | 0.057562 | 0.05827 | 0.054612 | 0.052071
QLD1 | VPP | 0 | 0 | 0 | 0 | 0 | 0 | 0 | 0 | 0 | 0 | 0 | 0 | 0 | 0 | 0 | 0 | 0 | 0 | 0 | 0 | 0 | 0 | 0 | 0 | 0
Total |  | 0.036698 | 1.2296 | 86067.801 | 1976687.3701 | 1847371.3738 | 1731085.0314 | 1613266.6413 | 1534218.067 | 1761951.4731 | 1651042.0535 | 1538671.4128 | 1650537.8266 | 1542558.7161 | 1501024.5804 | 1515469.8433 | 1591299.4094 | 1657617.6606 | 1623027.7779 | 1571766.9642 | 1479783.5051 | 1659251.4698 | 1554806.3896 | 1535201.2364 | 1364531.7985 | 1276072.9049
Region | Technology | 2026-27 | 2027-28 | 2028-29 | 2029-30 | 2030-31 | 2031-32 | 2032-33 | 2033-34 | 2034-35 | 2035-36 | 2036-37 | 2037-38 | 2038-39 | 2039-40 | 2040-41 | 2041-42 | 2042-43 | 2043-44 | 2044-45 | 2045-46 | 2046-47 | 2047-48 | 2048-49 | 2049-50 | 2050-51
VIC1 | Black Coal | 0 | 0 | 0 | 0 | 0 | 0 | 0 | 0 | 0 | 0 | 0 | 0 | 0 | 0 | 0 | 0 | 0 | 0 | 0 | 0 | 0 | 0 | 0 | 0 | 0
VIC1 | Brown Coal | 0 | 0 | 0 | 0 | 0 | 0 | 0 | 0 | 0 | 0 | 0 | 0 | 0 | 0 | 0 | 0 | 0 | 0 | 0 | 0 | 0 | 0 | 0 | 0 | 0
VIC1 | CCGT | 0 | 0 | 0 | 0 | 0 | 0 | 0 | 0 | 0 | 0 | 0 | 0 | 0 | 0 | 0 | 0 | 0 | 0 | 0 | 0 | 0 | 0 | 0 | 0 | 0
VIC1 | Gas - Steam | 0 | 0 | 0 | 0 | 0 | 0 | 0 | 0 | 0 | 0 | 0 | 0 | 0 | 0 | 0 | 0 | 0 | 0 | 0 | 0 | 0 | 0 | 0 | 0 | 0
VIC1 | OCGT / Diesel | 0.0012728 | 0.0012862 | 0.0016219 | 0.0016673 | 0.0016667 | 0.0015849 | 0.002416 | 0.0022579 | 0.0021102 | 5553.8806 | 5175.881 | 63621.1217 | 59458.9922 | 63570.4415 | 59243.8096 | 106727.0836 | 99744.9379 | 105431.8297 | 98256.0935 | 91828.1247 | 85820.6773 | 80418.5298 | 74945.2096 | 70042.2519 | 102310.5508
VIC1 | Hydro | 0 | 0 | 0 | 0 | 0 | 0 | 0 | 0 | 0 | 0 | 0 | 0 | 0 | 0 | 0 | 0 | 0 | 0 | 0 | 0 | 0 | 0 | 0 | 0 | 0
VIC1 | Hydrogen Turbine | 0 | 0 | 0 | 0 | 0 | 0 | 0 | 0 | 0 | 0 | 0 | 0 | 0 | 0 | 0 | 0 | 0 | 0 | 0 | 0 | 0 | 0 | 0 | 0 | 0
VIC1 | Wind | 0.010855 | 0.013662 | 180617.3023 | 1160226.5316 | 1084323.861 | 1016069.0116 | 1118018.1694 | 1203573.2672 | 1305020.7739 | 1417677.1013 | 1513185.8567 | 1591956.1779 | 1651980.4213 | 1699051.5942 | 1583413.4023 | 1479825.6092 | 1383014.5876 | 1335233.6824 | 1244357.0961 | 1168437.984 | 1109282.8464 | 1071715.1535 | 998773.7531 | 933433.414 | 872367.6764
VIC1 | Solar PV | 0.0017448 | 0.001888 | 0.0025866 | 207835.1067 | 194238.4175 | 182011.7069 | 169623.9108 | 158527.0194 | 187903.2901 | 176075.3563 | 164091.5908 | 153356.6269 | 143323.9503 | 134302.1487 | 125161.486 | 116973.3545 | 109320.8927 | 135849.4503 | 126603.4787 | 118321.0081 | 118358.5294 | 114073.7651 | 106309.8551 | 99355.0048 | 92855.1446
VIC1 | Grid Battery | 95843.4937 | 89810.4494 | 83697.9617 | 326514.5347 | 305153.7707 | 285945.28 | 266483.7196 | 249050.2052 | 430747.4793 | 403633.2511 | 376161.7961 | 351553.0804 | 328554.2807 | 307872.7999 | 286918.8429 | 268148.4513 | 250606.0292 | 234831.1509 | 218848.4404 | 204531.2527 | 166405.8684 | 155931.1289 | 145318.3753 | 71707.6128 | 67016.4702
VIC1 | PHES | 0 | 0 | 0.009231 | 0.018912 | 0.017674 | 0.016562 | 0.016536 | 0.015454 | 0.027038 | 0.025688 | 0.023977 | 0.0229 | 0.021402 | 0.020515 | 0.019119 | 0.018846 | 0.017613 | 0.018534 | 0.018342 | 0.017166 | 0.016501 | 0.015462 | 0.014452 | 0.014528 | 0.01515
VIC1 | VPP | 0 | 0 | 0 | 0 | 0 | 0 | 0 | 0 | 0 | 0 | 0 | 0 | 0 | 0 | 0 | 0 | 0 | 0 | 0 | 0 | 0 | 0 | 0 | 0 | 0
Total |  | 95843.5076 | 89810.4663 | 264315.2774 | 1694576.1936 | 1583716.0685 | 1484026.0166 | 1554125.8188 | 1611150.5095 | 1923671.5724 | 2002939.6149 | 2058615.1487 | 2160487.0297 | 2183317.6659 | 2204797.0048 | 2054737.5599 | 1971674.5175 | 1842686.465 | 1811346.1318 | 1688065.1271 | 1583118.3867 | 1479867.938 | 1422138.5927 | 1325347.2075 | 1174538.298 | 1134549.8572
Region | Technology | 2026-27 | 2027-28 | 2028-29 | 2029-30 | 2030-31 | 2031-32 | 2032-33 | 2033-34 | 2034-35 | 2035-36 | 2036-37 | 2037-38 | 2038-39 | 2039-40 | 2040-41 | 2041-42 | 2042-43 | 2043-44 | 2044-45 | 2045-46 | 2046-47 | 2047-48 | 2048-49 | 2049-50 | 2050-51
SA1 | Black Coal | 0 | 0 | 0 | 0 | 0 | 0 | 0 | 0 | 0 | 0 | 0 | 0 | 0 | 0 | 0 | 0 | 0 | 0 | 0 | 0 | 0 | 0 | 0 | 0 | 0
SA1 | Brown Coal | 0 | 0 | 0 | 0 | 0 | 0 | 0 | 0 | 0 | 0 | 0 | 0 | 0 | 0 | 0 | 0 | 0 | 0 | 0 | 0 | 0 | 0 | 0 | 0 | 0
SA1 | CCGT | 0.00072766 | 0.00092281 | 0.00093692 | 0.00087562 | 0.0015485 | 0.001451 | 0.0026795 | 0.0025042 | 0.0023404 | 0.002193 | 0.0020438 | 0.0022133 | 0.0020685 | 0.0019383 | 0.0018063 | 0.0016882 | 0.0015777 | 0.0014784 | 0.0013778 | 0.0012877 | 0.0012034 | 0.0011277 | 0.0010509 | 0.00098217 | 0.0017718
SA1 | Gas - Steam | 0 | 0 | 0 | 0 | 0 | 0 | 0 | 0 | 0 | 0 | 0 | 0 | 0 | 0 | 0 | 0 | 0 | 0 | 0 | 0 | 0 | 0 | 0 | 0 | 0
SA1 | OCGT / Diesel | 0.0012064 | 0.0011497 | 0.0011458 | 0.0011231 | 0.0011315 | 0.0011302 | 0.0014248 | 0.0013316 | 0.0012445 | 0.0022163 | 0.0020654 | 0.0046967 | 0.0043895 | 0.0041132 | 0.0038332 | 0.0036609 | 0.0034214 | 0.0034868 | 0.0032495 | 0.0030369 | 0.0028382 | 0.0026596 | 0.0024786 | 0.0023164 | 0.0025386
SA1 | Hydro | 0 | 0 | 0 | 0 | 0 | 0 | 0 | 0 | 0 | 0 | 0 | 0 | 0 | 0 | 0 | 0 | 0 | 0 | 0 | 0 | 0 | 0 | 0 | 0 | 0
SA1 | Hydrogen Turbine | 0 | 0 | 0 | 0 | 0 | 0 | 0 | 0 | 0 | 0 | 0 | 0 | 0 | 0 | 0 | 0 | 0 | 0 | 0 | 0 | 0 | 0 | 0 | 0 | 0
SA1 | Wind | 0.014463 | 0.017841 | 59671.2137 | 275638.5073 | 257606.0815 | 241390.5715 | 224961.4242 | 210244.3219 | 196490.0204 | 203412.9267 | 189568.5664 | 197464.8012 | 229289.0402 | 224508.8683 | 209228.7098 | 195540.8512 | 186419.7759 | 174685.2249 | 162796.0823 | 152145.8715 | 187775.0408 | 177758.7877 | 165660.4471 | 154822.8477 | 144694.2502
SA1 | Solar PV | 5586.0443 | 5234.4208 | 4878.1668 | 151031.7121 | 141151.1328 | 132266.1034 | 123264.0147 | 115200.0137 | 107663.5642 | 100886.4742 | 94020.0969 | 133385.8957 | 124659.7156 | 116812.7709 | 108862.4429 | 142132.4534 | 132834.0763 | 177167.562 | 167871.5762 | 156889.3235 | 146625.536 | 137395.9101 | 128044.6845 | 119667.9295 | 111839.1864
SA1 | Grid Battery | 13258.177 | 16341.7872 | 57869.7875 | 164329.9018 | 153579.3475 | 143912.0002 | 134117.2868 | 125343.2586 | 117143.2323 | 109769.4278 | 102298.4727 | 102995.9826 | 96257.9277 | 105957.7642 | 98746.2326 | 143214.5736 | 133845.3958 | 139687.1547 | 130179.9875 | 121663.5398 | 110281.268 | 102327.8096 | 84354.4971 | 61710.8721 | 66096.9248
SA1 | PHES | 0 | 0 | 0.0055614 | 0.0089259 | 0.0083419 | 0.0078168 | 0.0087799 | 0.0082055 | 0.0076687 | 0.0089462 | 0.0083373 | 0.0093209 | 0.0087112 | 0.008842 | 0.0082402 | 0.0088374 | 0.0082908 | 0.0087563 | 0.00919 | 0.0087136 | 0.0086932 | 0.0081676 | 0.0077972 | 0.0084363 | 0.0083342
SA1 | VPP | 0 | 0 | 0 | 0 | 0 | 0 | 0 | 0 | 0 | 0 | 0 | 0 | 0 | 0 | 0 | 0 | 0 | 0 | 0 | 0 | 0 | 0 | 0 | 0 | 0
Total |  | 18844.2377 | 21576.228 | 122419.1756 | 591000.1321 | 552336.5728 | 517568.6855 | 482342.7385 | 450787.6063 | 421296.8282 | 414068.8421 | 385887.1484 | 433846.6958 | 450206.6986 | 447279.4183 | 416837.3991 | 480887.8924 | 453099.2613 | 491539.9553 | 460847.6598 | 430698.7477 | 444681.8575 | 417482.5192 | 378059.6401 | 336201.661 | 322630.374
Region | Technology | 2026-27 | 2027-28 | 2028-29 | 2029-30 | 2030-31 | 2031-32 | 2032-33 | 2033-34 | 2034-35 | 2035-36 | 2036-37 | 2037-38 | 2038-39 | 2039-40 | 2040-41 | 2041-42 | 2042-43 | 2043-44 | 2044-45 | 2045-46 | 2046-47 | 2047-48 | 2048-49 | 2049-50 | 2050-51
TAS1 | Black Coal | 0 | 0 | 0 | 0 | 0 | 0 | 0 | 0 | 0 | 0 | 0 | 0 | 0 | 0 | 0 | 0 | 0 | 0 | 0 | 0 | 0 | 0 | 0 | 0 | 0
TAS1 | Brown Coal | 0 | 0 | 0 | 0 | 0 | 0 | 0 | 0 | 0 | 0 | 0 | 0 | 0 | 0 | 0 | 0 | 0 | 0 | 0 | 0 | 0 | 0 | 0 | 0 | 0
TAS1 | CCGT | 0.00044303 | 0.00041514 | 0.00038689 | 0.00036158 | 0.00055739 | 0.00055234 | 0.00056045 | 0.00052379 | 0.00048952 | 0.00045871 | 0.00044553 | 0.00043883 | 0.00042958 | 0.0004156 | 0.00040993 | 0.00040261 | 0.00039316 | 0.00037782 | 0.0003726 | 0.00036685 | 0.00035958 | 0.00035572 | 0.00034881 | 0.00034487 | 0.00050985
TAS1 | Gas - Steam | 0 | 0 | 0 | 0 | 0 | 0 | 0 | 0 | 0 | 0 | 0 | 0 | 0 | 0 | 0 | 0 | 0 | 0 | 0 | 0 | 0 | 0 | 0 | 0 | 0
TAS1 | OCGT / Diesel | 0.0012081 | 0.0011939 | 0.0011881 | 0.0011104 | 0.0011912 | 0.001189 | 0.0011946 | 0.0011884 | 0.0011783 | 0.0011828 | 0.0011779 | 0.0011797 | 0.0011781 | 0.001181 | 0.0011684 | 0.0011866 | 0.0011719 | 0.0011711 | 0.0011744 | 0.0011795 | 0.0011751 | 0.001183 | 0.0011789 | 0.0011851 | 0.0012345
TAS1 | Hydro | 0 | 0 | 0 | 0 | 0 | 0 | 0 | 0 | 0 | 0 | 0 | 0 | 0 | 0 | 0 | 0 | 0 | 0 | 0 | 0 | 0 | 0 | 0 | 0 | 0
TAS1 | Hydrogen Turbine | 0 | 0 | 0 | 0 | 0 | 0 | 0 | 0 | 0 | 0 | 0 | 0 | 0 | 0 | 0 | 0 | 0 | 0 | 0 | 0 | 0 | 0 | 0 | 0 | 0
TAS1 | Wind | 86693.4908 | 159463.7754 | 218773.915 | 270476.5026 | 276751.7396 | 280930.463 | 281223.1826 | 280319.4665 | 277749.7656 | 274673.5273 | 269224.8731 | 263953.9641 | 258193.2981 | 252689.8952 | 235491.7108 | 220085.711 | 205687.5803 | 192740.1802 | 179622.1995 | 167871.2144 | 156888.9854 | 147013.3066 | 137007.5169 | 128044.4084 | 119667.6715
TAS1 | Solar PV | 0.0024927 | 0.002957 | 0.0032134 | 0.00479 | 0.0045883 | 0.0044496 | 0.0042907 | 0.00401 | 0.0037477 | 0.0035118 | 0.0034336 | 0.0033922 | 0.0033955 | 0.0062714 | 0.005927 | 0.0056721 | 0.0054532 | 0.0051594 | 0.0048943 | 0.0046719 | 0.0045045 | 0.0043158 | 0.0041173 | 0.0039315 | 0.0037766
TAS1 | Grid Battery | 0.0091242 | 0.013431 | 0.012517 | 0.011698 | 0.011495 | 0.01119 | 0.011168 | 0.011686 | 0.011582 | 0.012136 | 0.0119 | 0.01227 | 0.012375 | 0.013495 | 0.013346 | 0.013675 | 0.013287 | 0.013343 | 0.013556 | 0.013361 | 0.012382 | 0.012031 | 0.011999 | 0.012114 | 0.012006
TAS1 | PHES | 0 | 0 | 0.0092238 | 0.0090869 | 0.011053 | 0.010974 | 0.011486 | 0.011614 | 0.011316 | 0.011485 | 0.011289 | 0.011342 | 0.011299 | 0.011403 | 0.011256 | 0.011516 | 0.011248 | 0.011307 | 0.011543 | 0.011368 | 0.011263 | 0.011305 | 0.011236 | 0.011361 | 0.011228
TAS1 | VPP | 0 | 0 | 0 | 0 | 0 | 0 | 0 | 0 | 0 | 0 | 0 | 0 | 0 | 0 | 0 | 0 | 0 | 0 | 0 | 0 | 0 | 0 | 0 | 0 | 0
Total |  | 86693.5041 | 159463.7933 | 218773.9415 | 270476.5296 | 276751.7685 | 280930.4914 | 281223.2113 | 280319.4956 | 277749.7939 | 274673.5561 | 269224.9014 | 263953.9927 | 258193.3268 | 252689.928 | 235491.7429 | 220085.7434 | 205687.6119 | 192740.2115 | 179622.231 | 167871.2454 | 156889.0151 | 147013.3358 | 137007.5458 | 128044.4374 | 119667.7002

## BaseCase_Rehab Cost
Rehabilition cost by technology ($000s) - BaseCase, Step Change Scenario
Rehab | Real June 2024 dollars discounted to 1 July 2025
Explicitly modelled generation
Region | Technology | 2026-27 | 2027-28 | 2028-29 | 2029-30 | 2030-31 | 2031-32 | 2032-33 | 2033-34 | 2034-35 | 2035-36 | 2036-37 | 2037-38 | 2038-39 | 2039-40 | 2040-41 | 2041-42 | 2042-43 | 2043-44 | 2044-45 | 2045-46 | 2046-47 | 2047-48 | 2048-49 | 2049-50 | 2050-51
NEM | Black Coal | 0 | 0 | 53684.0479 | 438594.2192 | 0 | 0 | 0 | 0 | 11191.4726 | 3351.0867 | 0.00034869 | 0 | 23833.0135 | 0 | 35815.8284 | 0.00012137 | 0.0026783 | 0 | 0 | 4.9532e-05 | 0 | 6.0399e-05 | 0 | 0 | 0
NEM | Brown Coal | 0 | 39995.1299 | 0.018301 | 145104.6149 | 55684.5889 | 0.013615 | 0 | 0 | 0.001167 | 0 | 0.00093135 | 0 | 0.00023954 | 0 | 4.3919e-05 | 0 | 8.931e-06 | 0 | 0 | 1.822e-05 | 0 | 0 | 0 | 0 | 0
NEM | CCGT | 0 | 0 | 0 | 0 | 0 | 0 | 0 | 0 | 0 | 0 | 0 | 0 | 0 | 0 | 0 | 0 | 0 | 0 | 0 | 0 | 0 | 0 | 0 | 0 | 0
NEM | Gas - Steam | 0 | 0 | 0 | 0 | 0 | 0 | 0 | 0 | 0 | 0 | 0 | 0 | 0 | 0 | 0 | 0 | 0 | 0 | 0 | 0 | 0 | 0 | 0 | 0 | 0
NEM | OCGT / Diesel | 0 | 0 | 0 | 0 | 0 | 0 | 0 | 0 | 0 | 0 | 0 | 0 | 0 | 0 | 0 | 0 | 0 | 0 | 0 | 0 | 0 | 0 | 0 | 0 | 0
NEM | Hydro | 0 | 0 | 0 | 0 | 0 | 0 | 0 | 0 | 0 | 0 | 0 | 0 | 0 | 0 | 0 | 0 | 0 | 0 | 0 | 0 | 0 | 0 | 0 | 0 | 0
NEM | Hydrogen Turbine | 0 | 0 | 0 | 0 | 0 | 0 | 0 | 0 | 0 | 0 | 0 | 0 | 0 | 0 | 0 | 0 | 0 | 0 | 0 | 0 | 0 | 0 | 0 | 0 | 0
NEM | Wind | 0 | 0 | 0 | 0 | 0 | 0 | 0 | 0 | 0 | 0 | 0 | 0 | 0 | 0 | 0 | 0 | 0 | 0 | 0 | 0 | 0 | 0 | 0 | 0 | 0
NEM | Solar PV | 0 | 0 | 0 | 0 | 0 | 0 | 0 | 0 | 0 | 0 | 0 | 0 | 0 | 0 | 0 | 0 | 0 | 0 | 0 | 0 | 0 | 0 | 0 | 0 | 0
NEM | Grid Battery | 0 | 0 | 0 | 0 | 0 | 0 | 0 | 0 | 0 | 0 | 0 | 0 | 0 | 0 | 0 | 0 | 0 | 0 | 0 | 0 | 0 | 0 | 0 | 0 | 0
NEM | PHES | 0 | 0 | 0 | 0 | 0 | 0 | 0 | 0 | 0 | 0 | 0 | 0 | 0 | 0 | 0 | 0 | 0 | 0 | 0 | 0 | 0 | 0 | 0 | 0 | 0
NEM | VPP | 0 | 0 | 0 | 0 | 0 | 0 | 0 | 0 | 0 | 0 | 0 | 0 | 0 | 0 | 0 | 0 | 0 | 0 | 0 | 0 | 0 | 0 | 0 | 0 | 0
Total |  | 0 | 39995.1299 | 53684.0662 | 583698.8341 | 55684.5889 | 0.013615 | 0 | 0 | 11191.4737 | 3351.0867 | 0.00128 | 0 | 23833.0138 | 0 | 35815.8285 | 0.00012137 | 0.0026872 | 0 | 0 | 6.7752e-05 | 0 | 6.0399e-05 | 0 | 0 | 0
Region | Technology | 2026-27 | 2027-28 | 2028-29 | 2029-30 | 2030-31 | 2031-32 | 2032-33 | 2033-34 | 2034-35 | 2035-36 | 2036-37 | 2037-38 | 2038-39 | 2039-40 | 2040-41 | 2041-42 | 2042-43 | 2043-44 | 2044-45 | 2045-46 | 2046-47 | 2047-48 | 2048-49 | 2049-50 | 2050-51
NSW1 | Black Coal | 0 | 0 | 24363.4175 | 100512.4058 | 0 | 0 | 0 | 0 | 7.9875e-05 | 3351.0357 | 0 | 0 | 10693.9597 | 0 | 0 | 0 | 0 | 0 | 0 | 0 | 0 | 0 | 0 | 0 | 0
NSW1 | Brown Coal | 0 | 0 | 0 | 0 | 0 | 0 | 0 | 0 | 0 | 0 | 0 | 0 | 0 | 0 | 0 | 0 | 0 | 0 | 0 | 0 | 0 | 0 | 0 | 0 | 0
NSW1 | CCGT | 0 | 0 | 0 | 0 | 0 | 0 | 0 | 0 | 0 | 0 | 0 | 0 | 0 | 0 | 0 | 0 | 0 | 0 | 0 | 0 | 0 | 0 | 0 | 0 | 0
NSW1 | Gas - Steam | 0 | 0 | 0 | 0 | 0 | 0 | 0 | 0 | 0 | 0 | 0 | 0 | 0 | 0 | 0 | 0 | 0 | 0 | 0 | 0 | 0 | 0 | 0 | 0 | 0
NSW1 | OCGT / Diesel | 0 | 0 | 0 | 0 | 0 | 0 | 0 | 0 | 0 | 0 | 0 | 0 | 0 | 0 | 0 | 0 | 0 | 0 | 0 | 0 | 0 | 0 | 0 | 0 | 0
NSW1 | Hydro | 0 | 0 | 0 | 0 | 0 | 0 | 0 | 0 | 0 | 0 | 0 | 0 | 0 | 0 | 0 | 0 | 0 | 0 | 0 | 0 | 0 | 0 | 0 | 0 | 0
NSW1 | Hydrogen Turbine | 0 | 0 | 0 | 0 | 0 | 0 | 0 | 0 | 0 | 0 | 0 | 0 | 0 | 0 | 0 | 0 | 0 | 0 | 0 | 0 | 0 | 0 | 0 | 0 | 0
NSW1 | Wind | 0 | 0 | 0 | 0 | 0 | 0 | 0 | 0 | 0 | 0 | 0 | 0 | 0 | 0 | 0 | 0 | 0 | 0 | 0 | 0 | 0 | 0 | 0 | 0 | 0
NSW1 | Solar PV | 0 | 0 | 0 | 0 | 0 | 0 | 0 | 0 | 0 | 0 | 0 | 0 | 0 | 0 | 0 | 0 | 0 | 0 | 0 | 0 | 0 | 0 | 0 | 0 | 0
NSW1 | Grid Battery | 0 | 0 | 0 | 0 | 0 | 0 | 0 | 0 | 0 | 0 | 0 | 0 | 0 | 0 | 0 | 0 | 0 | 0 | 0 | 0 | 0 | 0 | 0 | 0 | 0
NSW1 | PHES | 0 | 0 | 0 | 0 | 0 | 0 | 0 | 0 | 0 | 0 | 0 | 0 | 0 | 0 | 0 | 0 | 0 | 0 | 0 | 0 | 0 | 0 | 0 | 0 | 0
NSW1 | VPP | 0 | 0 | 0 | 0 | 0 | 0 | 0 | 0 | 0 | 0 | 0 | 0 | 0 | 0 | 0 | 0 | 0 | 0 | 0 | 0 | 0 | 0 | 0 | 0 | 0
Total |  | 0 | 0 | 24363.4175 | 100512.4058 | 0 | 0 | 0 | 0 | 7.9875e-05 | 3351.0357 | 0 | 0 | 10693.9597 | 0 | 0 | 0 | 0 | 0 | 0 | 0 | 0 | 0 | 0 | 0 | 0
Region | Technology | 2026-27 | 2027-28 | 2028-29 | 2029-30 | 2030-31 | 2031-32 | 2032-33 | 2033-34 | 2034-35 | 2035-36 | 2036-37 | 2037-38 | 2038-39 | 2039-40 | 2040-41 | 2041-42 | 2042-43 | 2043-44 | 2044-45 | 2045-46 | 2046-47 | 2047-48 | 2048-49 | 2049-50 | 2050-51
QLD1 | Black Coal | 0 | 0 | 29320.6305 | 338081.8134 | 0 | 0 | 0 | 0 | 11191.4725 | 0.050965 | 0.00034869 | 0 | 13139.0539 | 0 | 35815.8284 | 0.00012137 | 0.0026783 | 0 | 0 | 4.9532e-05 | 0 | 6.0399e-05 | 0 | 0 | 0
QLD1 | Brown Coal | 0 | 0 | 0 | 0 | 0 | 0 | 0 | 0 | 0 | 0 | 0 | 0 | 0 | 0 | 0 | 0 | 0 | 0 | 0 | 0 | 0 | 0 | 0 | 0 | 0
QLD1 | CCGT | 0 | 0 | 0 | 0 | 0 | 0 | 0 | 0 | 0 | 0 | 0 | 0 | 0 | 0 | 0 | 0 | 0 | 0 | 0 | 0 | 0 | 0 | 0 | 0 | 0
QLD1 | Gas - Steam | 0 | 0 | 0 | 0 | 0 | 0 | 0 | 0 | 0 | 0 | 0 | 0 | 0 | 0 | 0 | 0 | 0 | 0 | 0 | 0 | 0 | 0 | 0 | 0 | 0
QLD1 | OCGT / Diesel | 0 | 0 | 0 | 0 | 0 | 0 | 0 | 0 | 0 | 0 | 0 | 0 | 0 | 0 | 0 | 0 | 0 | 0 | 0 | 0 | 0 | 0 | 0 | 0 | 0
QLD1 | Hydro | 0 | 0 | 0 | 0 | 0 | 0 | 0 | 0 | 0 | 0 | 0 | 0 | 0 | 0 | 0 | 0 | 0 | 0 | 0 | 0 | 0 | 0 | 0 | 0 | 0
QLD1 | Hydrogen Turbine | 0 | 0 | 0 | 0 | 0 | 0 | 0 | 0 | 0 | 0 | 0 | 0 | 0 | 0 | 0 | 0 | 0 | 0 | 0 | 0 | 0 | 0 | 0 | 0 | 0
QLD1 | Wind | 0 | 0 | 0 | 0 | 0 | 0 | 0 | 0 | 0 | 0 | 0 | 0 | 0 | 0 | 0 | 0 | 0 | 0 | 0 | 0 | 0 | 0 | 0 | 0 | 0
QLD1 | Solar PV | 0 | 0 | 0 | 0 | 0 | 0 | 0 | 0 | 0 | 0 | 0 | 0 | 0 | 0 | 0 | 0 | 0 | 0 | 0 | 0 | 0 | 0 | 0 | 0 | 0
QLD1 | Grid Battery | 0 | 0 | 0 | 0 | 0 | 0 | 0 | 0 | 0 | 0 | 0 | 0 | 0 | 0 | 0 | 0 | 0 | 0 | 0 | 0 | 0 | 0 | 0 | 0 | 0
QLD1 | PHES | 0 | 0 | 0 | 0 | 0 | 0 | 0 | 0 | 0 | 0 | 0 | 0 | 0 | 0 | 0 | 0 | 0 | 0 | 0 | 0 | 0 | 0 | 0 | 0 | 0
QLD1 | VPP | 0 | 0 | 0 | 0 | 0 | 0 | 0 | 0 | 0 | 0 | 0 | 0 | 0 | 0 | 0 | 0 | 0 | 0 | 0 | 0 | 0 | 0 | 0 | 0 | 0
Total |  | 0 | 0 | 29320.6305 | 338081.8134 | 0 | 0 | 0 | 0 | 11191.4725 | 0.050965 | 0.00034869 | 0 | 13139.0539 | 0 | 35815.8284 | 0.00012137 | 0.0026783 | 0 | 0 | 4.9532e-05 | 0 | 6.0399e-05 | 0 | 0 | 0
Region | Technology | 2026-27 | 2027-28 | 2028-29 | 2029-30 | 2030-31 | 2031-32 | 2032-33 | 2033-34 | 2034-35 | 2035-36 | 2036-37 | 2037-38 | 2038-39 | 2039-40 | 2040-41 | 2041-42 | 2042-43 | 2043-44 | 2044-45 | 2045-46 | 2046-47 | 2047-48 | 2048-49 | 2049-50 | 2050-51
VIC1 | Black Coal | 0 | 0 | 0 | 0 | 0 | 0 | 0 | 0 | 0 | 0 | 0 | 0 | 0 | 0 | 0 | 0 | 0 | 0 | 0 | 0 | 0 | 0 | 0 | 0 | 0
VIC1 | Brown Coal | 0 | 39995.1299 | 0.018301 | 145104.6149 | 55684.5889 | 0.013615 | 0 | 0 | 0.001167 | 0 | 0.00093135 | 0 | 0.00023954 | 0 | 4.3919e-05 | 0 | 8.931e-06 | 0 | 0 | 1.822e-05 | 0 | 0 | 0 | 0 | 0
VIC1 | CCGT | 0 | 0 | 0 | 0 | 0 | 0 | 0 | 0 | 0 | 0 | 0 | 0 | 0 | 0 | 0 | 0 | 0 | 0 | 0 | 0 | 0 | 0 | 0 | 0 | 0
VIC1 | Gas - Steam | 0 | 0 | 0 | 0 | 0 | 0 | 0 | 0 | 0 | 0 | 0 | 0 | 0 | 0 | 0 | 0 | 0 | 0 | 0 | 0 | 0 | 0 | 0 | 0 | 0
VIC1 | OCGT / Diesel | 0 | 0 | 0 | 0 | 0 | 0 | 0 | 0 | 0 | 0 | 0 | 0 | 0 | 0 | 0 | 0 | 0 | 0 | 0 | 0 | 0 | 0 | 0 | 0 | 0
VIC1 | Hydro | 0 | 0 | 0 | 0 | 0 | 0 | 0 | 0 | 0 | 0 | 0 | 0 | 0 | 0 | 0 | 0 | 0 | 0 | 0 | 0 | 0 | 0 | 0 | 0 | 0
VIC1 | Hydrogen Turbine | 0 | 0 | 0 | 0 | 0 | 0 | 0 | 0 | 0 | 0 | 0 | 0 | 0 | 0 | 0 | 0 | 0 | 0 | 0 | 0 | 0 | 0 | 0 | 0 | 0
VIC1 | Wind | 0 | 0 | 0 | 0 | 0 | 0 | 0 | 0 | 0 | 0 | 0 | 0 | 0 | 0 | 0 | 0 | 0 | 0 | 0 | 0 | 0 | 0 | 0 | 0 | 0
VIC1 | Solar PV | 0 | 0 | 0 | 0 | 0 | 0 | 0 | 0 | 0 | 0 | 0 | 0 | 0 | 0 | 0 | 0 | 0 | 0 | 0 | 0 | 0 | 0 | 0 | 0 | 0
VIC1 | Grid Battery | 0 | 0 | 0 | 0 | 0 | 0 | 0 | 0 | 0 | 0 | 0 | 0 | 0 | 0 | 0 | 0 | 0 | 0 | 0 | 0 | 0 | 0 | 0 | 0 | 0
VIC1 | PHES | 0 | 0 | 0 | 0 | 0 | 0 | 0 | 0 | 0 | 0 | 0 | 0 | 0 | 0 | 0 | 0 | 0 | 0 | 0 | 0 | 0 | 0 | 0 | 0 | 0
VIC1 | VPP | 0 | 0 | 0 | 0 | 0 | 0 | 0 | 0 | 0 | 0 | 0 | 0 | 0 | 0 | 0 | 0 | 0 | 0 | 0 | 0 | 0 | 0 | 0 | 0 | 0
Total |  | 0 | 39995.1299 | 0.018301 | 145104.6149 | 55684.5889 | 0.013615 | 0 | 0 | 0.001167 | 0 | 0.00093135 | 0 | 0.00023954 | 0 | 4.3919e-05 | 0 | 8.931e-06 | 0 | 0 | 1.822e-05 | 0 | 0 | 0 | 0 | 0
Region | Technology | 2026-27 | 2027-28 | 2028-29 | 2029-30 | 2030-31 | 2031-32 | 2032-33 | 2033-34 | 2034-35 | 2035-36 | 2036-37 | 2037-38 | 2038-39 | 2039-40 | 2040-41 | 2041-42 | 2042-43 | 2043-44 | 2044-45 | 2045-46 | 2046-47 | 2047-48 | 2048-49 | 2049-50 | 2050-51
SA1 | Black Coal | 0 | 0 | 0 | 0 | 0 | 0 | 0 | 0 | 0 | 0 | 0 | 0 | 0 | 0 | 0 | 0 | 0 | 0 | 0 | 0 | 0 | 0 | 0 | 0 | 0
SA1 | Brown Coal | 0 | 0 | 0 | 0 | 0 | 0 | 0 | 0 | 0 | 0 | 0 | 0 | 0 | 0 | 0 | 0 | 0 | 0 | 0 | 0 | 0 | 0 | 0 | 0 | 0
SA1 | CCGT | 0 | 0 | 0 | 0 | 0 | 0 | 0 | 0 | 0 | 0 | 0 | 0 | 0 | 0 | 0 | 0 | 0 | 0 | 0 | 0 | 0 | 0 | 0 | 0 | 0
SA1 | Gas - Steam | 0 | 0 | 0 | 0 | 0 | 0 | 0 | 0 | 0 | 0 | 0 | 0 | 0 | 0 | 0 | 0 | 0 | 0 | 0 | 0 | 0 | 0 | 0 | 0 | 0
SA1 | OCGT / Diesel | 0 | 0 | 0 | 0 | 0 | 0 | 0 | 0 | 0 | 0 | 0 | 0 | 0 | 0 | 0 | 0 | 0 | 0 | 0 | 0 | 0 | 0 | 0 | 0 | 0
SA1 | Hydro | 0 | 0 | 0 | 0 | 0 | 0 | 0 | 0 | 0 | 0 | 0 | 0 | 0 | 0 | 0 | 0 | 0 | 0 | 0 | 0 | 0 | 0 | 0 | 0 | 0
SA1 | Hydrogen Turbine | 0 | 0 | 0 | 0 | 0 | 0 | 0 | 0 | 0 | 0 | 0 | 0 | 0 | 0 | 0 | 0 | 0 | 0 | 0 | 0 | 0 | 0 | 0 | 0 | 0
SA1 | Wind | 0 | 0 | 0 | 0 | 0 | 0 | 0 | 0 | 0 | 0 | 0 | 0 | 0 | 0 | 0 | 0 | 0 | 0 | 0 | 0 | 0 | 0 | 0 | 0 | 0
SA1 | Solar PV | 0 | 0 | 0 | 0 | 0 | 0 | 0 | 0 | 0 | 0 | 0 | 0 | 0 | 0 | 0 | 0 | 0 | 0 | 0 | 0 | 0 | 0 | 0 | 0 | 0
SA1 | Grid Battery | 0 | 0 | 0 | 0 | 0 | 0 | 0 | 0 | 0 | 0 | 0 | 0 | 0 | 0 | 0 | 0 | 0 | 0 | 0 | 0 | 0 | 0 | 0 | 0 | 0
SA1 | PHES | 0 | 0 | 0 | 0 | 0 | 0 | 0 | 0 | 0 | 0 | 0 | 0 | 0 | 0 | 0 | 0 | 0 | 0 | 0 | 0 | 0 | 0 | 0 | 0 | 0
SA1 | VPP | 0 | 0 | 0 | 0 | 0 | 0 | 0 | 0 | 0 | 0 | 0 | 0 | 0 | 0 | 0 | 0 | 0 | 0 | 0 | 0 | 0 | 0 | 0 | 0 | 0
Total |  | 0 | 0 | 0 | 0 | 0 | 0 | 0 | 0 | 0 | 0 | 0 | 0 | 0 | 0 | 0 | 0 | 0 | 0 | 0 | 0 | 0 | 0 | 0 | 0 | 0
Region | Technology | 2026-27 | 2027-28 | 2028-29 | 2029-30 | 2030-31 | 2031-32 | 2032-33 | 2033-34 | 2034-35 | 2035-36 | 2036-37 | 2037-38 | 2038-39 | 2039-40 | 2040-41 | 2041-42 | 2042-43 | 2043-44 | 2044-45 | 2045-46 | 2046-47 | 2047-48 | 2048-49 | 2049-50 | 2050-51
TAS1 | Black Coal | 0 | 0 | 0 | 0 | 0 | 0 | 0 | 0 | 0 | 0 | 0 | 0 | 0 | 0 | 0 | 0 | 0 | 0 | 0 | 0 | 0 | 0 | 0 | 0 | 0
TAS1 | Brown Coal | 0 | 0 | 0 | 0 | 0 | 0 | 0 | 0 | 0 | 0 | 0 | 0 | 0 | 0 | 0 | 0 | 0 | 0 | 0 | 0 | 0 | 0 | 0 | 0 | 0
TAS1 | CCGT | 0 | 0 | 0 | 0 | 0 | 0 | 0 | 0 | 0 | 0 | 0 | 0 | 0 | 0 | 0 | 0 | 0 | 0 | 0 | 0 | 0 | 0 | 0 | 0 | 0
TAS1 | Gas - Steam | 0 | 0 | 0 | 0 | 0 | 0 | 0 | 0 | 0 | 0 | 0 | 0 | 0 | 0 | 0 | 0 | 0 | 0 | 0 | 0 | 0 | 0 | 0 | 0 | 0
TAS1 | OCGT / Diesel | 0 | 0 | 0 | 0 | 0 | 0 | 0 | 0 | 0 | 0 | 0 | 0 | 0 | 0 | 0 | 0 | 0 | 0 | 0 | 0 | 0 | 0 | 0 | 0 | 0
TAS1 | Hydro | 0 | 0 | 0 | 0 | 0 | 0 | 0 | 0 | 0 | 0 | 0 | 0 | 0 | 0 | 0 | 0 | 0 | 0 | 0 | 0 | 0 | 0 | 0 | 0 | 0
TAS1 | Hydrogen Turbine | 0 | 0 | 0 | 0 | 0 | 0 | 0 | 0 | 0 | 0 | 0 | 0 | 0 | 0 | 0 | 0 | 0 | 0 | 0 | 0 | 0 | 0 | 0 | 0 | 0
TAS1 | Wind | 0 | 0 | 0 | 0 | 0 | 0 | 0 | 0 | 0 | 0 | 0 | 0 | 0 | 0 | 0 | 0 | 0 | 0 | 0 | 0 | 0 | 0 | 0 | 0 | 0
TAS1 | Solar PV | 0 | 0 | 0 | 0 | 0 | 0 | 0 | 0 | 0 | 0 | 0 | 0 | 0 | 0 | 0 | 0 | 0 | 0 | 0 | 0 | 0 | 0 | 0 | 0 | 0
TAS1 | Grid Battery | 0 | 0 | 0 | 0 | 0 | 0 | 0 | 0 | 0 | 0 | 0 | 0 | 0 | 0 | 0 | 0 | 0 | 0 | 0 | 0 | 0 | 0 | 0 | 0 | 0
TAS1 | PHES | 0 | 0 | 0 | 0 | 0 | 0 | 0 | 0 | 0 | 0 | 0 | 0 | 0 | 0 | 0 | 0 | 0 | 0 | 0 | 0 | 0 | 0 | 0 | 0 | 0
TAS1 | VPP | 0 | 0 | 0 | 0 | 0 | 0 | 0 | 0 | 0 | 0 | 0 | 0 | 0 | 0 | 0 | 0 | 0 | 0 | 0 | 0 | 0 | 0 | 0 | 0 | 0
Total |  | 0 | 0 | 0 | 0 | 0 | 0 | 0 | 0 | 0 | 0 | 0 | 0 | 0 | 0 | 0 | 0 | 0 | 0 | 0 | 0 | 0 | 0 | 0 | 0 | 0

## BaseCase_REZ Tx Cost
REZ transmission expansion cost by region ($000s) - BaseCase, Step Change Scenario
REZ Expansion | Real June 2024 dollars discounted to 1 July 2025. As with the total capital costs, the REZ transmission expansion costs are annualised for modelling purposes. Build costs do not include capital costs of existing, committed and anticipated transmission projects since there will be no difference in these costs between the Base Case and option case.
Explicitly modelled generation
Region | Technology | 2026-27 | 2027-28 | 2028-29 | 2029-30 | 2030-31 | 2031-32 | 2032-33 | 2033-34 | 2034-35 | 2035-36 | 2036-37 | 2037-38 | 2038-39 | 2039-40 | 2040-41 | 2041-42 | 2042-43 | 2043-44 | 2044-45 | 2045-46 | 2046-47 | 2047-48 | 2048-49 | 2049-50 | 2050-51
NSW1 | Transmission | 6038.8281 | 13657.7893 | 38373.9406 | 48961.8971 | 45758.7823 | 42878.4078 | 39960.0847 | 37345.8735 | 34902.6855 | 32705.6689 | 30479.7068 | 28485.7073 | 26622.1564 | 24946.3735 | 23248.5125 | 21727.5818 | 20306.1512 | 19027.9415 | 17732.8915 | 16572.7958 | 15488.5942 | 14513.6348 | 13525.8305 | 12640.9631 | 11813.9842
QLD1 | Transmission | 0.0011646 | 0.0011694 | 0.001168 | 22269.5531 | 20813.0469 | 19506.0535 | 18178.4631 | 16990.0484 | 17208.8111 | 16130.808 | 15032.9383 | 14055.2093 | 13135.7097 | 12308.8573 | 11526.8664 | 14832.4006 | 28707.5868 | 26901.4044 | 27007.9032 | 28333.1521 | 48651.6772 | 45590.3276 | 42490.2631 | 39720.1276 | 37122.1455
VIC1 | Transmission | 651.8201 | 762.5076 | 710.611 | 664.1224 | 620.6752 | 581.6056 | 542.0213 | 506.5619 | 473.4224 | 443.6219 | 413.4288 | 386.382 | 361.1047 | 338.3743 | 315.3444 | 294.7144 | 275.434 | 263.1177 | 246.437 | 230.315 | 215.2477 | 201.6985 | 187.9708 | 175.6736 | 164.181
SA1 | Transmission | 385.6928 | 361.4147 | 336.8168 | 314.7836 | 294.1903 | 275.6719 | 256.9096 | 240.1024 | 224.3948 | 210.2707 | 195.9596 | 183.1398 | 171.1588 | 160.3853 | 149.4707 | 3772.3405 | 6852.6617 | 10425.6457 | 10522.3783 | 9833.9984 | 10295.3147 | 9838.83 | 9169.195 | 8569.3411 | 8008.73
TAS1 | Transmission | 609.7806 | 571.3967 | 7073.9787 | 7924.7745 | 7406.3313 | 6940.1256 | 6467.7776 | 6044.652 | 5649.2074 | 5293.6072 | 4933.322 | 4610.5813 | 4308.9545 | 4037.7191 | 3762.9102 | 3516.7385 | 3286.6715 | 3079.7856 | 2870.1741 | 2682.4057 | 2506.9212 | 2349.1182 | 2189.2362 | 2046.0151 | 1912.1637
NEM | Total | 7686.1227 | 15353.1095 | 46495.3483 | 80135.1308 | 74893.026 | 70181.8644 | 65405.2562 | 61127.2383 | 58458.5212 | 54783.9767 | 51055.3555 | 47721.0198 | 44599.0841 | 41791.7094 | 39003.1041 | 44143.7757 | 59428.5051 | 59697.8948 | 58379.784 | 57652.6669 | 77157.7549 | 72493.6091 | 67562.4956 | 63152.1205 | 59021.2044

## BaseCase_USE+DSP Cost
USE / DSP cost by region ($000s) - BaseCase, Step Change Scenario
USE / DSP | Real June 2024 dollars discounted to 1 July 2025
Explicitly modelled generation
Region | Technology | 2026-27 | 2027-28 | 2028-29 | 2029-30 | 2030-31 | 2031-32 | 2032-33 | 2033-34 | 2034-35 | 2035-36 | 2036-37 | 2037-38 | 2038-39 | 2039-40 | 2040-41 | 2041-42 | 2042-43 | 2043-44 | 2044-45 | 2045-46 | 2046-47 | 2047-48 | 2048-49 | 2049-50 | 2050-51
NSW1 | USE / DSP | 0.0033052 | 2583.0675 | 454.7301 | 26140.4945 | 0.0036653 | 0.0036367 | 5392.8377 | 6429.6079 | 11.3069 | 102.0885 | 11.3132 | 15523.4361 | 3.4945 | 7299.4345 | 160.8896 | 299.1579 | 41.5972 | 322.3 | 297.7122 | 142.3374 | 428.2567 | 288.7434 | 4061.4504 | 334.8867 | 72.1974
QLD1 | USE / DSP | 0.0028844 | 0.0029136 | 2993.1334 | 107572.5841 | 0.0031139 | 0.0030887 | 3268.0437 | 2419.7128 | 94.1727 | 476.6389 | 118.462 | 26958.6439 | 0.0044511 | 15610.8046 | 4733.3642 | 3722.3287 | 2795.2912 | 4885.0631 | 4611.0613 | 6800.6807 | 25223.1286 | 9518.2465 | 28275.1183 | 14078.3209 | 3351.6768
VIC1 | USE / DSP | 0.0036899 | 0.7593 | 2.2926 | 7792.2948 | 2.5686 | 0.0037627 | 17512.7164 | 21.2214 | 43.188 | 122.1311 | 27.3435 | 47391.1063 | 20.9696 | 21547.2395 | 134.3125 | 4610.8859 | 56.3304 | 195.2385 | 41457.4338 | 214.0373 | 8829.4364 | 279.1459 | 336.4634 | 361.7349 | 44.2178
SA1 | USE / DSP | 11092.2501 | 33.7534 | 241.8731 | 71121.4092 | 230.5203 | 0.0031617 | 2322.7414 | 1169.4885 | 3158.7306 | 2369.1498 | 2335.8855 | 4747.3302 | 4155.2778 | 7945.1075 | 7697.757 | 7332.1377 | 6808.6361 | 11106.0898 | 8854.5565 | 10336.9436 | 11675.6686 | 11815.3367 | 12989.2996 | 13718.0193 | 2155.6905
TAS1 | USE / DSP | 0.0012026 | 0.0011886 | 0.0011818 | 0.0011829 | 0.0011846 | 0.0011826 | 0.0011912 | 0.0011904 | 0.0011622 | 0.0011669 | 0.0011613 | 0.0011624 | 0.0011616 | 0.0011651 | 0.0011605 | 47.01 | 0.0011607 | 0.0011639 | 0.0011645 | 0.0012789 | 0.0011612 | 0.0011655 | 0.00116 | 0.0011623 | 0.0015453
NEM | Total | 11092.2612 | 2617.5843 | 3692.0304 | 212626.7837 | 233.0968 | 0.014832 | 28496.3403 | 10040.0318 | 3307.3994 | 3070.0095 | 2493.0054 | 94620.5177 | 4179.7475 | 52402.5872 | 12726.3245 | 16011.5202 | 9701.856 | 16508.6925 | 55220.7649 | 17494.0001 | 46156.4914 | 21901.4737 | 45662.3328 | 28492.9629 | 5623.784

## BaseCase_SyncCon Cost
SyncCon cost by region ($000s) - BaseCase, Step Change Scenario
SyncCon | Real June 2024 dollars discounted to 1 July 2025. SyncCon is only explicitly modelled in Tasmania, mainland NEM regions have SyncCon costs built into new entrant costs.
Explicitly modelled generation
Region | Technology | 2026-27 | 2027-28 | 2028-29 | 2029-30 | 2030-31 | 2031-32 | 2032-33 | 2033-34 | 2034-35 | 2035-36 | 2036-37 | 2037-38 | 2038-39 | 2039-40 | 2040-41 | 2041-42 | 2042-43 | 2043-44 | 2044-45 | 2045-46 | 2046-47 | 2047-48 | 2048-49 | 2049-50 | 2050-51
NSW1 | SyncCon | 0 | 0 | 0 | 0 | 0 | 0 | 0 | 0 | 0 | 0 | 0 | 0 | 0 | 0 | 0 | 0 | 0 | 0 | 0 | 0 | 0 | 0 | 0 | 0 | 0
QLD1 | SyncCon | 0 | 0 | 0 | 0 | 0 | 0 | 0 | 0 | 0 | 0 | 0 | 0 | 0 | 0 | 0 | 0 | 0 | 0 | 0 | 0 | 0 | 0 | 0 | 0 | 0
VIC1 | SyncCon | 0 | 0 | 0 | 0 | 0 | 0 | 0 | 0 | 0 | 0 | 0 | 0 | 0 | 0 | 0 | 0 | 0 | 0 | 0 | 0 | 0 | 0 | 0 | 0 | 0
SA1 | SyncCon | 0 | 0 | 0 | 0 | 0 | 0 | 0 | 0 | 0 | 0 | 0 | 0 | 0 | 0 | 0 | 0 | 0 | 0 | 0 | 0 | 0 | 0 | 0 | 0 | 0
TAS1 | SyncCon | 0 | 0 | 0 | 523.5238 | 1130.5476 | 1177.6403 | 895.6602 | 814.5858 | 900.0452 | 1066.6129 | 1059.1483 | 1017.5522 | 1009.6678 | 1074.9267 | 1125.9311 | 1003.2924 | 873.4257 | 896.237 | 923.9279 | 818.3995 | 691.8319 | 688.302 | 695.8669 | 635.8994 | 520.7783
NEM | Total | 0 | 0 | 0 | 523.5238 | 1130.5476 | 1177.6403 | 895.6602 | 814.5858 | 900.0452 | 1066.6129 | 1059.1483 | 1017.5522 | 1009.6678 | 1074.9267 | 1125.9311 | 1003.2924 | 873.4257 | 896.237 | 923.9279 | 818.3995 | 691.8319 | 688.302 | 695.8669 | 635.8994 | 520.7783

## BaseCase_Emissions Cost
NEM Emissions cost ($000s) - BaseCase, Step Change Scenario
Emissions | Real June 2024 dollars discounted to 1 July 2025
Emissions from explicitly modelled generation
Region | Technology | 2026-27 | 2027-28 | 2028-29 | 2029-30 | 2030-31 | 2031-32 | 2032-33 | 2033-34 | 2034-35 | 2035-36 | 2036-37 | 2037-38 | 2038-39 | 2039-40 | 2040-41 | 2041-42 | 2042-43 | 2043-44 | 2044-45 | 2045-46 | 2046-47 | 2047-48 | 2048-49 | 2049-50 | 2050-51
NEM | Total | 7334979.3338 | 6935108.3927 | 5448486.1607 | 3247954.6769 | 2203095.0195 | 2162288.892 | 2206704.4027 | 2142325.5326 | 1938350.8545 | 1739605.8818 | 1652229.6196 | 1596995.9137 | 1472361.5488 | 1285894.9933 | 1038779.6352 | 803711.2051 | 656944.057 | 582478.5597 | 510568.0668 | 477702.4796 | 488533.889 | 493612.5174 | 512442.7825 | 552849.6236 | 597549.6936

## ML1_CF
Annual capacity factor by technology - ML1, Step Change Scenario
Non-scheduled generation including Distributed PV is not shown.
Region | Technology | 2026-27 | 2027-28 | 2028-29 | 2029-30 | 2030-31 | 2031-32 | 2032-33 | 2033-34 | 2034-35 | 2035-36 | 2036-37 | 2037-38 | 2038-39 | 2039-40 | 2040-41 | 2041-42 | 2042-43 | 2043-44 | 2044-45 | 2045-46 | 2046-47 | 2047-48 | 2048-49 | 2049-50 | 2050-51
NEM | Black Coal | 48.53% | 46.88% | 60.79% | 52.87% | 64.06% | 59.57% | 62.29% | 62.23% | 56.48% | 56.5% | 51.44% | 54.75% | 54.17% | 55.4% | 57.41% | 51.56% | - | - | - | - | - | - | - | - | -
NEM | Brown Coal | 63.11% | 65.12% | 64.88% | 63.8% | - | - | - | - | - | - | - | - | - | - | - | - | - | - | - | - | - | - | - | - | -
NEM | CCGT | 15.94% | 17.84% | 30.65% | 36.05% | 34.17% | 30.28% | 37.51% | 44.14% | 34.22% | 30.77% | 32.22% | 35.62% | 35.43% | 34.93% | 36.44% | 33.25% | 36.93% | 33% | 25.92% | 33.12% | 30.65% | 27.72% | 29.27% | 28.71% | -
NEM | Gas - Steam | 1.062% | 0.8824% | 10.8% | 5.918% | 16.7% | 11.68% | 21.61% | 23.18% | 10.52% | 7.539% | 7.31% | 7.24% | 10.12% | - | - | - | - | - | - | - | - | - | - | - | -
NEM | OCGT / Diesel | 0.429% | 0.3684% | 3.074% | 9.492% | 5.181% | 4.641% | 6.897% | 8.947% | 7.911% | 6.502% | 6.111% | 6.987% | 10.35% | 11.4% | 15.08% | 11.36% | 10.08% | 11.96% | 9.027% | 10.84% | 11.87% | 12.18% | 12.51% | 13.85% | 14.75%
NEM | Hydro | 23.3% | 20.62% | 26.24% | 25.54% | 23.84% | 23.74% | 22.33% | 25.54% | 25.62% | 24.42% | 21.42% | 26.08% | 22.64% | 20.9% | 20.04% | 19.43% | 20.91% | 21.15% | 19.95% | 18.19% | 23.86% | 20.2% | 19.35% | 19.01% | 19.69%
NEM | Hydrogen Turbine | bar: 2026-27 to 2050-51
NEM | Wind | 32.35% | 33.46% | 31.6% | 32.42% | 33.03% | 34.71% | 33.12% | 32.85% | 32.91% | 34.41% | 34.18% | 32.74% | 32.32% | 31.74% | 32.33% | 31.61% | 31.09% | 30.67% | 31.68% | 32.37% | 31.7% | 30.93% | 30.31% | 31.08% | 30.61%
NEM | Solar PV | 19.9% | 20.45% | 19.41% | 21.88% | 24.29% | 24.47% | 24.34% | 23.86% | 23.36% | 24.21% | 23.93% | 20.47% | 21.61% | 21.78% | 21.58% | 22.55% | 21.46% | 20.03% | 20.53% | 21.14% | 17.74% | 17.83% | 17.51% | 17.43% | 18.51%
NEM | Grid Battery | 9.522% | 12.61% | 14.64% | 18.78% | 19.98% | 19.56% | 20.24% | 20.04% | 17.07% | 17.97% | 17.63% | 16.9% | 16.99% | 17.08% | 16.54% | 18.85% | 18.85% | 18.98% | 19.34% | 20.07% | 19.22% | 19.31% | 18.8% | 19.53% | 20.81%
NEM | PHES | 11.86% | 11.75% | 10.66% | 32.72% | 20.6% | 21.19% | 21.06% | 21.54% | 22.53% | 24.62% | 24.11% | 21.94% | 20.6% | 20.97% | 20.2% | 18.59% | 19.44% | 18.86% | 18.51% | 18.65% | 18.67% | 15.65% | 13.37% | 16.04% | 19.96%
NEM | VPP | 11.23% | 15.22% | 19.55% | 14.61% | 15.25% | 15.2% | 15% | 15.07% | 14.29% | 14.9% | 14.84% | 14.49% | 14.66% | 14.6% | 13.76% | 14.06% | 13.78% | 13.5% | 13.46% | 13.47% | 13% | 12.91% | 12.73% | 12.42% | 12.34%
Region | Technology | 2026-27 | 2027-28 | 2028-29 | 2029-30 | 2030-31 | 2031-32 | 2032-33 | 2033-34 | 2034-35 | 2035-36 | 2036-37 | 2037-38 | 2038-39 | 2039-40 | 2040-41 | 2041-42 | 2042-43 | 2043-44 | 2044-45 | 2045-46 | 2046-47 | 2047-48 | 2048-49 | 2049-50 | 2050-51
NSW1 | Black Coal | 43.04% | 38.6% | 61.1% | 50.91% | 64.65% | 58.39% | 62.9% | 67.81% | 58.93% | 56.37% | 46.53% | 50.41% | 51.49% | 51.79% | - | - | - | - | - | - | - | - | - | - | -
NSW1 | Brown Coal | bar: 2026-27 to 2050-51
NSW1 | CCGT | 27.04% | 26.76% | 40.08% | 44.64% | 43.49% | 37.15% | 53.46% | 53.75% | 46% | 40.55% | 35.47% | 36.36% | 33.13% | 39.15% | 38.64% | 35.98% | 41.85% | - | - | - | - | - | - | - | -
NSW1 | Gas - Steam | bar: 2026-27 to 2050-51
NSW1 | OCGT / Diesel | 0.1313% | 0.3696% | 2.593% | 15.34% | 8.437% | 8.19% | 9.222% | 15.21% | 11.12% | 8.857% | 7.203% | 6.19% | 12.8% | 11.24% | 17% | 10.63% | 10.35% | 12.43% | 10.25% | 11.56% | 13.75% | 16.26% | 16.28% | 19.43% | 18.38%
NSW1 | Hydro | 15.48% | 12.82% | 19.66% | 15.75% | 13.41% | 13.58% | 12.74% | 15.29% | 15.57% | 15.37% | 12.9% | 18.19% | 14.83% | 13.37% | 12.86% | 11.76% | 13.92% | 14.6% | 13.92% | 11.31% | 17.5% | 13.41% | 11.61% | 11.92% | 12.37%
NSW1 | Hydrogen Turbine | bar: 2026-27 to 2050-51
NSW1 | Wind | 32.52% | 31.93% | 30.55% | 29.72% | 31.78% | 32.72% | 32.73% | 32.65% | 32.78% | 34.83% | 33.97% | 33.42% | 30.59% | 31.51% | 30.94% | 32.02% | 31.08% | 30.06% | 31.03% | 31.86% | 32.65% | 29.03% | 29.85% | 28.4% | 29.91%
NSW1 | Solar PV | 21.36% | 21.84% | 20.05% | 23.78% | 25.91% | 25.43% | 25.77% | 25.22% | 24.58% | 26.23% | 25.11% | 21.61% | 22.45% | 23.01% | 21.9% | 23.09% | 21.53% | 19.59% | 20.67% | 21.08% | 18.12% | 17.53% | 17.64% | 16.69% | 18.3%
NSW1 | Grid Battery | 13.38% | 21.98% | 21.79% | 22.13% | 23.87% | 23.13% | 24.14% | 23.27% | 23.12% | 24.85% | 24.48% | 22.13% | 22.28% | 21.95% | 21.46% | 22.14% | 21.18% | 21.25% | 22.18% | 22.57% | 21.44% | 20.88% | 20.57% | 21.36% | 22.86%
NSW1 | PHES | 19.5% | 19.27% | 19.57% | 115.2% | 21.19% | 22.42% | 21.86% | 22.23% | 22.69% | 26.06% | 25.46% | 24.63% | 20.12% | 21.49% | 18.14% | 17.53% | 18.54% | 16.62% | 16.75% | 16.77% | 20.29% | 13.59% | 12.84% | 15.95% | 19.41%
NSW1 | VPP | 11.78% | 15.98% | 21.5% | 15.22% | 15.3% | 15.05% | 14.55% | 14.53% | 14.42% | 14.98% | 15.03% | 14.85% | 15.62% | 15.51% | 15.1% | 15.39% | 15.05% | 14.78% | 14.69% | 14.54% | 14.23% | 14.27% | 13.86% | 13.58% | 13.29%
Region | Technology | 2026-27 | 2027-28 | 2028-29 | 2029-30 | 2030-31 | 2031-32 | 2032-33 | 2033-34 | 2034-35 | 2035-36 | 2036-37 | 2037-38 | 2038-39 | 2039-40 | 2040-41 | 2041-42 | 2042-43 | 2043-44 | 2044-45 | 2045-46 | 2046-47 | 2047-48 | 2048-49 | 2049-50 | 2050-51
QLD1 | Black Coal | 54.16% | 55.36% | 60.59% | 54.44% | 63.59% | 60.51% | 61.81% | 59.24% | 55.02% | 56.56% | 53.62% | 56.68% | 54.56% | 55.93% | 57.41% | 51.56% | - | - | - | - | - | - | - | - | -
QLD1 | Brown Coal | bar: 2026-27 to 2050-51
QLD1 | CCGT | 14.28% | 15.55% | 27.07% | 38.2% | 33.2% | 30.26% | 35.75% | 46.38% | 34.36% | 31.97% | 37.28% | 41.46% | 42.34% | 39.99% | 42.63% | 38.6% | 42.1% | 39.43% | 30.96% | 49.36% | 66.06% | 59.76% | 63.09% | 61.89% | -
QLD1 | Gas - Steam | bar: 2026-27 to 2050-51
QLD1 | OCGT / Diesel | 0.03649% | 0.04336% | 0.2536% | 6.324% | 1.048% | 0.4491% | 2.349% | 2.008% | 5.045% | 5.03% | 6.943% | 9.069% | 11.69% | 12.54% | 17.05% | 12.94% | 15.59% | 15.3% | 11.88% | 15.48% | 10.01% | 7.445% | 6.149% | 3.274% | 1.907%
QLD1 | Hydro | 50.86% | 48.75% | 51.41% | 51.11% | 51.95% | 51.95% | 47.23% | 52.3% | 50.37% | 50.78% | 50.81% | 17.23% | 15.47% | 14.62% | 14.76% | 15.76% | 1.449e-08% | 1.133e-08% | 1.053e-08% | 9.769e-09% | 9.529e-09% | 9.076e-09% | 0.07162% | 1.01e-08% | 2.171e-08%
QLD1 | Hydrogen Turbine | bar: 2026-27 to 2050-51
QLD1 | Wind | 30.66% | 31.67% | 32.39% | 31.9% | 33.61% | 33.55% | 33.97% | 32.02% | 31.24% | 31.85% | 31.68% | 31.91% | 31.61% | 32.09% | 30.89% | 32.09% | 29.82% | 29.61% | 29.82% | 29.46% | 30.07% | 29.41% | 29.32% | 28.84% | 30.01%
QLD1 | Solar PV | 18.43% | 18.52% | 18.69% | 21.5% | 24.96% | 26.36% | 25.62% | 25.22% | 23.74% | 24.06% | 24.11% | 20.7% | 22.74% | 22.99% | 23.02% | 24.24% | 22.88% | 21.74% | 21.58% | 22.21% | 18.07% | 18.98% | 18.42% | 19.04% | 20%
QLD1 | Grid Battery | 6.905% | 7.108% | 19.03% | 23.05% | 23.25% | 23.61% | 23.74% | 23.79% | 23.71% | 24.4% | 24.19% | 22.83% | 24.07% | 23.06% | 24.06% | 23.9% | 24.69% | 24.06% | 23.71% | 24.44% | 22.27% | 23.3% | 21.56% | 22.78% | 24.28%
QLD1 | PHES | 9.622% | 9.55% | 8.052% | 8.585% | 20.13% | 20.2% | 20.41% | 20.98% | 22.4% | 23.45% | 23.01% | 19.76% | 20.99% | 20.55% | 21.87% | 19.45% | 20.18% | 20.68% | 19.93% | 20.17% | 17.36% | 17.32% | 13.8% | 16.11% | 20.41%
QLD1 | VPP | 12.1% | 16.84% | 24.14% | 19.42% | 20.13% | 19.84% | 17.56% | 17.32% | 17.11% | 17.25% | 17.19% | 16.8% | 16.86% | 16.53% | 16.23% | 16.04% | 15.79% | 15.52% | 15.33% | 15.05% | 14.56% | 14.52% | 14.16% | 14.03% | 13.48%
Region | Technology | 2026-27 | 2027-28 | 2028-29 | 2029-30 | 2030-31 | 2031-32 | 2032-33 | 2033-34 | 2034-35 | 2035-36 | 2036-37 | 2037-38 | 2038-39 | 2039-40 | 2040-41 | 2041-42 | 2042-43 | 2043-44 | 2044-45 | 2045-46 | 2046-47 | 2047-48 | 2048-49 | 2049-50 | 2050-51
VIC1 | Black Coal | bar: 2026-27 to 2050-51
VIC1 | Brown Coal | 63.11% | 65.12% | 64.88% | 63.8% | - | - | - | - | - | - | - | - | - | - | - | - | - | - | - | - | - | - | - | - | -
VIC1 | CCGT | bar: 2026-27 to 2050-51
VIC1 | Gas - Steam | 1.062% | 0.8824% | 10.8% | 5.918% | 16.7% | 11.68% | 21.61% | 23.18% | 10.52% | 7.539% | 7.31% | 7.24% | 10.12% | - | - | - | - | - | - | - | - | - | - | - | -
VIC1 | OCGT / Diesel | 0.3378% | 0.1814% | 2.503% | 6.188% | 3.934% | 2.966% | 6.808% | 4.592% | 4.462% | 3.535% | 2.983% | 5.484% | 4.477% | 11.04% | 10.64% | 11.37% | 5.972% | 9.407% | 6.179% | 7.98% | 10.76% | 9.148% | 14.02% | 15.43% | 18%
VIC1 | Hydro | 16.35% | 13.74% | 20.54% | 17.09% | 14.78% | 14.84% | 13.57% | 16.55% | 17.01% | 16.19% | 13.57% | 20.41% | 17.01% | 14.83% | 14.75% | 13.48% | 16.43% | 17.06% | 16.15% | 13.6% | 20.41% | 17.14% | 14.79% | 14.82% | 13.45%
VIC1 | Hydrogen Turbine | bar: 2026-27 to 2050-51
VIC1 | Wind | 31.6% | 32.35% | 30.31% | 33.34% | 32.32% | 35.85% | 31.64% | 32.42% | 33.55% | 35% | 34.74% | 31.72% | 33.27% | 31.05% | 33.52% | 30.45% | 31.46% | 31.49% | 32.87% | 34.19% | 31.71% | 32.71% | 31% | 34.42% | 31.1%
VIC1 | Solar PV | 19.22% | 18.68% | 18.59% | 19.67% | 22.07% | 21.14% | 21.52% | 21.1% | 21.86% | 22.64% | 22.68% | 19.54% | 20.11% | 19.26% | 18.74% | 19.04% | 18.67% | 17.93% | 19.12% | 19.8% | 16.45% | 15.98% | 15.73% | 15.34% | 15.79%
VIC1 | Grid Battery | 11.1% | 11.97% | 11.01% | 14.84% | 16.25% | 15.7% | 16.45% | 16.51% | 12.68% | 13.41% | 13% | 12.12% | 11.71% | 11.62% | 10.4% | 11.43% | 11.47% | 11.05% | 11.58% | 12.09% | 11.84% | 11.48% | 11.68% | 10.8% | 11.4%
VIC1 | PHES | bar: 2026-27 to 2050-51
VIC1 | VPP | 10.94% | 16.54% | 20.1% | 15.67% | 17.3% | 17.27% | 16.51% | 16.52% | 13.83% | 14.89% | 14.29% | 13.34% | 12.77% | 12.93% | 10.88% | 11.53% | 11.17% | 10.92% | 10.98% | 11.41% | 10.66% | 10.41% | 10.64% | 10.18% | 10.77%
Region | Technology | 2026-27 | 2027-28 | 2028-29 | 2029-30 | 2030-31 | 2031-32 | 2032-33 | 2033-34 | 2034-35 | 2035-36 | 2036-37 | 2037-38 | 2038-39 | 2039-40 | 2040-41 | 2041-42 | 2042-43 | 2043-44 | 2044-45 | 2045-46 | 2046-47 | 2047-48 | 2048-49 | 2049-50 | 2050-51
SA1 | Black Coal | bar: 2026-27 to 2050-51
SA1 | Brown Coal | bar: 2026-27 to 2050-51
SA1 | CCGT | 17.48% | 22.7% | 45.71% | 36.6% | 42.79% | 36.53% | 44.31% | 46.75% | 37.43% | 31.11% | 30.57% | - | - | - | - | - | - | - | - | - | - | - | - | - | -
SA1 | Gas - Steam | bar: 2026-27 to 2050-51
SA1 | OCGT / Diesel | 1.606% | 1.079% | 9.317% | 9.474% | 8.522% | 8.139% | 12.6% | 14.76% | 11.83% | 9.188% | 8.296% | 10.91% | 12.88% | 12.53% | 12.85% | 11.97% | 11.42% | 12.07% | 6.042% | 7.326% | 9.283% | 8.64% | 10.47% | 10.81% | 14.06%
SA1 | Hydro | bar: 2026-27 to 2050-51
SA1 | Hydrogen Turbine | bar: 2026-27 to 2050-51
SA1 | Wind | 31.76% | 34.59% | 32.67% | 31.98% | 32.21% | 33.87% | 30.89% | 31.38% | 30.05% | 33.84% | 33.63% | 32.11% | 32.17% | 32.41% | 34.15% | 31.04% | 31.43% | 29.14% | 32.07% | 31.8% | 30.45% | 30.2% | 29.8% | 31.04% | 29.09%
SA1 | Solar PV | 16.87% | 20.31% | 18.73% | 20.04% | 19.66% | 20.06% | 19.35% | 18.56% | 20.04% | 20.4% | 21.1% | 18.21% | 18.23% | 18.64% | 18.95% | 19.52% | 18.69% | 17.61% | 18.07% | 18.94% | 16.42% | 15.8% | 15.02% | 14.74% | 15.26%
SA1 | Grid Battery | 5.089% | 5.232% | 10.7% | 13.61% | 14.91% | 14.05% | 14.86% | 14.74% | 14.32% | 14.72% | 14.9% | 16.64% | 16.47% | 17.26% | 15.92% | 18.36% | 17.79% | 20.6% | 20.67% | 22.24% | 20.16% | 19.28% | 19.7% | 19.4% | 20.59%
SA1 | PHES | bar: 2026-27 to 2050-51
SA1 | VPP | 10.45% | 12.71% | 14.62% | 10% | 9.86% | 9.766% | 11.22% | 11.47% | 11.09% | 11.55% | 11.9% | 11.93% | 12.28% | 12.27% | 11.69% | 12.13% | 12.14% | 11.92% | 12.11% | 12.26% | 12.08% | 12% | 11.74% | 11.26% | 11.16%
Region | Technology | 2026-27 | 2027-28 | 2028-29 | 2029-30 | 2030-31 | 2031-32 | 2032-33 | 2033-34 | 2034-35 | 2035-36 | 2036-37 | 2037-38 | 2038-39 | 2039-40 | 2040-41 | 2041-42 | 2042-43 | 2043-44 | 2044-45 | 2045-46 | 2046-47 | 2047-48 | 2048-49 | 2049-50 | 2050-51
TAS1 | Black Coal | bar: 2026-27 to 2050-51
TAS1 | Brown Coal | bar: 2026-27 to 2050-51
TAS1 | CCGT | 2.831e-07% | 2.833e-07% | 2.843e-07% | 2.351e-07% | 7.126e-07% | 6.939e-07% | 7.293e-07% | 7.235e-07% | 6.899e-07% | 6.926e-07% | 6.774e-07% | 6.691e-07% | 6.557e-07% | 6.696e-07% | 6.748e-07% | 7.058e-07% | 7.014e-07% | 7.726e-07% | 8.333e-07% | 8.302e-07% | 8.439e-07% | 8.439e-07% | 1.021e-06% | 1.034e-06% | -
TAS1 | Gas - Steam | bar: 2026-27 to 2050-51
TAS1 | OCGT / Diesel | 4.939e-07% | 5.027e-07% | 5.594e-07% | 0.09228% | 0.8371% | 0.177% | 1.312% | 0.9021% | 0.9248% | 1.471% | 0.4642% | 0.8083% | 0.3939% | 1.157% | 1.137% | 1.626% | 0.4324% | 0.75% | 1.267% | 0.4193% | 1.108% | 0.747% | 2.139% | 3.594% | -
TAS1 | Hydro | 34.71% | 31.92% | 35.62% | 40.12% | 39.37% | 38.9% | 37.02% | 40.92% | 40.63% | 38.09% | 34.13% | 38.51% | 34.89% | 33.21% | 31.32% | 31.62% | 32.2% | 31.72% | 29.76% | 29.33% | 33.89% | 30.1% | 31.3% | 30.05% | 32.67%
TAS1 | Hydrogen Turbine | bar: 2026-27 to 2050-51
TAS1 | Wind | 43.39% | 46.56% | 38.01% | 44.54% | 41.54% | 44.75% | 42.75% | 41.42% | 42.38% | 41.59% | 42.86% | 39.11% | 38.64% | 34.08% | 35.66% | 34.65% | 34.32% | 35.41% | 36.12% | 39.25% | 37.35% | 38.52% | 34.29% | 36.59% | 37.12%
TAS1 | Solar PV | bar: 2026-27 to 2050-51
TAS1 | Grid Battery | bar: 2026-27 to 2050-51
TAS1 | PHES | bar: 2026-27 to 2050-51
TAS1 | VPP | 7.491% | 13.23% | 17.61% | 14.33% | 17.9% | 15.28% | 13.26% | 13.51% | 11.77% | 12.06% | 12.3% | 13.56% | 11.62% | 11.68% | 11.52% | 12.26% | 11.7% | 10.43% | 10.45% | 9.902% | 9.35% | 8.669% | 9.123% | 9.247% | 9.354%
Explicitly modelled pumping
Region | Technology | 2026-27 | 2027-28 | 2028-29 | 2029-30 | 2030-31 | 2031-32 | 2032-33 | 2033-34 | 2034-35 | 2035-36 | 2036-37 | 2037-38 | 2038-39 | 2039-40 | 2040-41 | 2041-42 | 2042-43 | 2043-44 | 2044-45 | 2045-46 | 2046-47 | 2047-48 | 2048-49 | 2049-50 | 2050-51
NEM | Grid Battery Pump | 11.21% | 15% | 17.49% | 22.51% | 23.99% | 23.5% | 24.28% | 24.03% | 20.46% | 21.47% | 21.08% | 20.27% | 20.33% | 20.44% | 19.89% | 22.59% | 22.64% | 22.77% | 23.21% | 24.15% | 23.05% | 23.21% | 22.57% | 23.47% | 24.96%
NEM | PHES Pump | 23.95% | 23.71% | 24.78% | 41.53% | 28.46% | 29.27% | 28.67% | 29.28% | 30.36% | 33.39% | 33.31% | 29.81% | 27.65% | 27.65% | 27.77% | 24.68% | 26.52% | 24.93% | 25.2% | 25.53% | 24.9% | 21.06% | 18.27% | 21.55% | 26.78%
NEM | VPP Pump | 13.2% | 17.94% | 23.02% | 17.15% | 17.95% | 17.89% | 17.65% | 17.72% | 16.83% | 17.52% | 17.45% | 17.08% | 17.25% | 17.15% | 16.23% | 16.51% | 16.23% | 15.87% | 15.84% | 15.89% | 15.27% | 15.21% | 14.96% | 14.63% | 14.5%
Region | Technology | 2026-27 | 2027-28 | 2028-29 | 2029-30 | 2030-31 | 2031-32 | 2032-33 | 2033-34 | 2034-35 | 2035-36 | 2036-37 | 2037-38 | 2038-39 | 2039-40 | 2040-41 | 2041-42 | 2042-43 | 2043-44 | 2044-45 | 2045-46 | 2046-47 | 2047-48 | 2048-49 | 2049-50 | 2050-51
NSW1 | Grid Battery Pump | 15.71% | 26.38% | 26.16% | 26.61% | 28.74% | 27.81% | 29.04% | 27.99% | 27.89% | 29.83% | 29.45% | 26.72% | 26.73% | 26.4% | 25.91% | 26.59% | 25.49% | 25.58% | 26.71% | 27.26% | 25.73% | 25.15% | 24.74% | 25.68% | 27.49%
NSW1 | PHES Pump | 30.91% | 30.55% | 34.62% | 65.05% | 29.1% | 30.49% | 29.35% | 29.67% | 29.84% | 34.43% | 34.8% | 32.14% | 26.77% | 27.13% | 25.43% | 22.84% | 25.39% | 21.81% | 23.12% | 23.38% | 26.05% | 18.55% | 17.45% | 21.06% | 25.81%
NSW1 | VPP Pump | 13.84% | 18.84% | 25.32% | 17.87% | 18.03% | 17.69% | 17.12% | 17.09% | 17.01% | 17.6% | 17.68% | 17.53% | 18.35% | 18.23% | 17.81% | 18.06% | 17.7% | 17.39% | 17.28% | 17.16% | 16.7% | 16.81% | 16.29% | 15.98% | 15.63%
Region | Technology | 2026-27 | 2027-28 | 2028-29 | 2029-30 | 2030-31 | 2031-32 | 2032-33 | 2033-34 | 2034-35 | 2035-36 | 2036-37 | 2037-38 | 2038-39 | 2039-40 | 2040-41 | 2041-42 | 2042-43 | 2043-44 | 2044-45 | 2045-46 | 2046-47 | 2047-48 | 2048-49 | 2049-50 | 2050-51
QLD1 | Grid Battery Pump | 8.133% | 8.391% | 22.92% | 27.73% | 27.99% | 28.5% | 28.51% | 28.65% | 28.55% | 29.41% | 29.08% | 27.58% | 28.91% | 27.77% | 29.05% | 28.78% | 29.74% | 28.97% | 28.56% | 29.45% | 26.85% | 28.04% | 26% | 27.46% | 29.2%
QLD1 | PHES Pump | 15.82% | 15.73% | 13.29% | 14.08% | 27.78% | 27.99% | 27.94% | 28.88% | 30.91% | 32.29% | 31.73% | 27.34% | 28.58% | 28.21% | 30.25% | 26.63% | 27.71% | 28.23% | 27.41% | 27.81% | 23.68% | 23.73% | 19.13% | 22.06% | 27.8%
QLD1 | VPP Pump | 14.22% | 19.81% | 28.48% | 22.81% | 23.68% | 23.39% | 20.62% | 20.39% | 20.13% | 20.33% | 20.2% | 19.81% | 19.8% | 19.44% | 19.13% | 18.88% | 18.58% | 18.25% | 18.03% | 17.71% | 17.14% | 17.07% | 16.67% | 16.51% | 15.83%
Region | Technology | 2026-27 | 2027-28 | 2028-29 | 2029-30 | 2030-31 | 2031-32 | 2032-33 | 2033-34 | 2034-35 | 2035-36 | 2036-37 | 2037-38 | 2038-39 | 2039-40 | 2040-41 | 2041-42 | 2042-43 | 2043-44 | 2044-45 | 2045-46 | 2046-47 | 2047-48 | 2048-49 | 2049-50 | 2050-51
VIC1 | Grid Battery Pump | 13.05% | 14.14% | 12.97% | 17.68% | 19.39% | 18.74% | 19.64% | 19.65% | 15.06% | 15.85% | 15.4% | 14.36% | 13.91% | 13.73% | 12.36% | 13.48% | 13.63% | 13.03% | 13.7% | 14.37% | 13.97% | 13.65% | 13.78% | 12.72% | 13.39%
VIC1 | PHES Pump | bar: 2026-27 to 2050-51
VIC1 | VPP Pump | 12.85% | 19.51% | 23.67% | 18.4% | 20.36% | 20.35% | 19.44% | 19.41% | 16.3% | 17.49% | 16.82% | 15.69% | 15.08% | 15.17% | 12.85% | 13.51% | 13.2% | 12.8% | 12.92% | 13.48% | 12.49% | 12.29% | 12.48% | 12% | 12.66%
Region | Technology | 2026-27 | 2027-28 | 2028-29 | 2029-30 | 2030-31 | 2031-32 | 2032-33 | 2033-34 | 2034-35 | 2035-36 | 2036-37 | 2037-38 | 2038-39 | 2039-40 | 2040-41 | 2041-42 | 2042-43 | 2043-44 | 2044-45 | 2045-46 | 2046-47 | 2047-48 | 2048-49 | 2049-50 | 2050-51
SA1 | Grid Battery Pump | 6.058% | 6.259% | 12.88% | 16.35% | 17.93% | 16.89% | 17.91% | 17.7% | 17.23% | 17.71% | 17.93% | 20.02% | 19.87% | 20.74% | 19.23% | 22.07% | 21.46% | 24.81% | 24.87% | 26.88% | 24.2% | 23.31% | 23.64% | 23.4% | 24.78%
SA1 | PHES Pump | bar: 2026-27 to 2050-51
SA1 | VPP Pump | 12.27% | 14.99% | 17.21% | 11.74% | 11.6% | 11.49% | 13.23% | 13.47% | 13.04% | 13.59% | 13.99% | 14.03% | 14.49% | 14.41% | 13.8% | 14.23% | 14.31% | 14.03% | 14.22% | 14.46% | 14.18% | 14.15% | 13.78% | 13.27% | 13.11%
Region | Technology | 2026-27 | 2027-28 | 2028-29 | 2029-30 | 2030-31 | 2031-32 | 2032-33 | 2033-34 | 2034-35 | 2035-36 | 2036-37 | 2037-38 | 2038-39 | 2039-40 | 2040-41 | 2041-42 | 2042-43 | 2043-44 | 2044-45 | 2045-46 | 2046-47 | 2047-48 | 2048-49 | 2049-50 | 2050-51
TAS1 | Grid Battery Pump | 0.0005758% | 0.0009565% | 0.0009834% | 0.001002% | 0.001043% | 0.00118% | 0.001403% | 0.001523% | 0.001823% | 0.001896% | 0.002147% | 0.003026% | 0.003359% | 0.003554% | 0.003867% | 0.005297% | 0.005515% | 0.005625% | 0.006629% | 0.006837% | 0.007087% | 0.00684% | 0.006968% | 0.00761% | 0.009051%
TAS1 | PHES Pump | bar: 2026-27 to 2050-51
TAS1 | VPP Pump | 8.793% | 15.59% | 20.7% | 16.86% | 21.06% | 17.98% | 15.59% | 15.89% | 13.89% | 14.15% | 14.53% | 15.91% | 13.67% | 13.75% | 13.56% | 14.47% | 13.78% | 12.28% | 12.24% | 11.7% | 10.95% | 10.23% | 10.71% | 10.92% | 10.96%

## ML1_Generation
Annual sent-out generation by technology (GWh) - ML1, Step Change Scenario
Non-scheduled generation including Distributed PV is not shown.
Region | Technology | 2026-27 | 2027-28 | 2028-29 | 2029-30 | 2030-31 | 2031-32 | 2032-33 | 2033-34 | 2034-35 | 2035-36 | 2036-37 | 2037-38 | 2038-39 | 2039-40 | 2040-41 | 2041-42 | 2042-43 | 2043-44 | 2044-45 | 2045-46 | 2046-47 | 2047-48 | 2048-49 | 2049-50 | 2050-51
NEM | Black Coal | 69954.4159 | 67573.2147 | 67133.2932 | 21645.1214 | 26228.6376 | 24389.2138 | 25503.7149 | 21743.3673 | 18385.5279 | 16624.6138 | 15133.6631 | 16108.706 | 11474.8032 | 11735.353 | 3741.7618 | 3360.1244 | 0.00046547 | 0.00040945 | 0.00035415 | 0.00027936 | 0.00026963 | 0.00021263 | 0.00021631 | 0.00023546 | 0.00030735
NEM | Brown Coal | 26731.7542 | 25506.2207 | 17172.2121 | 3241.4987 | 0.0061713 | 0.00027624 | 0.00025314 | 0.00029524 | 0.00017198 | 5.4937e-05 | 5.282e-05 | 5.3882e-05 | 3.3617e-05 | 2.5503e-05 | 3.8136e-05 | 3.864e-05 | 3.718e-05 | 3.8665e-05 | 3.6704e-05 | 2.8413e-05 | 3.0764e-05 | 0 | 0 | 0 | 0
NEM | CCGT | 4126.7326 | 4618.2622 | 7451.532 | 8764.1728 | 8306.6823 | 7360.7463 | 9118.5194 | 10729.4498 | 8317.4886 | 7479.8325 | 6745.0378 | 5806.6717 | 5775.7476 | 5251.9642 | 5479.5473 | 4999.6484 | 5553.5722 | 3690.6462 | 2897.8911 | 1833.5335 | 1041.6456 | 942.3244 | 994.8111 | 975.8526 | 0.0004365
NEM | Gas - Steam | 46.5127 | 38.6508 | 472.9895 | 259.2182 | 731.5695 | 511.5904 | 946.3688 | 1015.4352 | 460.9195 | 330.1917 | 320.1994 | 317.124 | 443.0538 | 0 | 0 | 0 | 0 | 0 | 0 | 0 | 0 | 0 | 0 | 0 | 0
NEM | OCGT / Diesel | 328.3362 | 281.9637 | 2315.6778 | 7150.338 | 3791.288 | 3396.5168 | 4879.4886 | 5865.3626 | 5104.8173 | 4150.1805 | 3900.3003 | 5477.3013 | 8116.4641 | 8661.9713 | 11297.2829 | 9606.0065 | 8435.8204 | 12149.8293 | 8767.101 | 10524.4461 | 11917.4 | 11608.0758 | 13175.1383 | 13959.632 | 16776.8363
NEM | Hydro | 15726.8181 | 13917.4685 | 17713.1392 | 17239.7949 | 16090.26 | 16027.541 | 15072.7449 | 17237.786 | 17296.4919 | 16481.1626 | 14459.71 | 17601.8538 | 15282.7076 | 14110.5578 | 13527.2352 | 13118.1199 | 14111.3638 | 14272.9439 | 13469.1315 | 12280.1105 | 16106.5504 | 13634.7617 | 13060.1069 | 12830.7384 | 13289.618
NEM | Hydrogen Turbine | 0 | 0 | 0 | 0 | 0 | 0 | 0 | 0 | 0 | 0 | 0 | 0 | 0 | 0 | 0 | 0 | 0 | 0 | 0 | 0 | 0 | 0 | 0 | 0 | 0
NEM | Wind | 43707.6878 | 48793.9965 | 53230.1554 | 90529.3218 | 92232.6294 | 97019.9251 | 94893.4685 | 96009.8104 | 104808.3411 | 110959.002 | 121622.5109 | 129482.3425 | 129550.6765 | 130066.9587 | 130742.5321 | 127334.2359 | 128573.8722 | 124244.1592 | 127621.2574 | 127449.5538 | 130482.5712 | 127983.5228 | 123975.4342 | 125005.3049 | 122162.0509
NEM | Solar PV | 23756.5847 | 25535.9831 | 24242.8533 | 41711.2779 | 46304.8942 | 46630.2454 | 46386.5688 | 46242.5082 | 50911.2326 | 52749.4411 | 51885.0806 | 46575.6819 | 49182.7596 | 49574.8179 | 56469.3554 | 66665.9893 | 73101.5372 | 83262.6137 | 85837.371 | 89140.55 | 86877.7984 | 87921.2925 | 86847.1475 | 84309.3795 | 88187.2544
NEM | Grid Battery | 2058.3198 | 3224.5304 | 4577.8952 | 13348.0885 | 14149.8903 | 13855.0773 | 14332.6439 | 14093.1274 | 16279.935 | 17134.0972 | 16733.9209 | 17232.3087 | 17322.1571 | 18846.159 | 18251.9485 | 27841.1487 | 27841.8435 | 28255.4563 | 29561.7366 | 30830.2513 | 30755.7726 | 30141.957 | 31314.2065 | 24720.5306 | 27232.912
NEM | PHES | 1101.1505 | 1091.1575 | 989.8441 | 3038.3119 | 9200.3765 | 9463.4243 | 9404.117 | 9617.9963 | 10061.9057 | 10993.1093 | 10765.1208 | 9797.3501 | 9200.3968 | 9364.3657 | 9020.3147 | 8302.2439 | 8683.2892 | 8423.1658 | 8265.5394 | 8330.0856 | 8338.0013 | 6988.388 | 5971.4128 | 7162.7171 | 8915.4579
NEM | VPP | 324.344 | 439.3463 | 564.4436 | 717.4557 | 1012.3279 | 1331.0888 | 1759.5902 | 2216.1401 | 2585.8626 | 3284.3051 | 3938.1727 | 4534.4946 | 5395.679 | 6340.4486 | 7000.2195 | 8342.5482 | 9439.0922 | 10579.2367 | 11970.6342 | 13538.3936 | 14667.5911 | 16257.6524 | 17756.7914 | 19083.8541 | 20772.5275
NEM | USE / DSP | 0.12801 | 0.42268 | 1.6344 | 725.62 | 0.77901 | 0.038016 | 10.5902 | 7.4263 | 12.2899 | 16.6518 | 15.0463 | 61.6877 | 33.751 | 117.647 | 119.0722 | 107.6308 | 87.4978 | 190.6061 | 172.8746 | 222.0833 | 302.1663 | 306.5908 | 378.4713 | 444.1737 | 107.012
Total |  | 187862.7845 | 191021.217 | 195865.6698 | 208370.2197 | 218049.3408 | 219985.4073 | 222307.8154 | 224778.4097 | 234224.8123 | 240202.5877 | 245518.7627 | 252995.5223 | 251778.1964 | 254070.2432 | 255649.2696 | 269677.6959 | 275827.889 | 285068.6577 | 288563.5372 | 294149.0079 | 300489.4971 | 295784.5657 | 293473.5204 | 288492.1831 | 297443.6698
Region | Technology | 2026-27 | 2027-28 | 2028-29 | 2029-30 | 2030-31 | 2031-32 | 2032-33 | 2033-34 | 2034-35 | 2035-36 | 2036-37 | 2037-38 | 2038-39 | 2039-40 | 2040-41 | 2041-42 | 2042-43 | 2043-44 | 2044-45 | 2045-46 | 2046-47 | 2047-48 | 2048-49 | 2049-50 | 2050-51
NSW1 | Black Coal | 31403.3286 | 28168.2729 | 26642.3925 | 9253.3676 | 11752.2586 | 10614.2294 | 11434.0781 | 8257.1851 | 7175.3645 | 5099.1307 | 4209.0733 | 4560.5509 | 1411.6321 | 1419.7275 | 0 | 0 | 0 | 0 | 0 | 0 | 0 | 0 | 0 | 0 | 0
NSW1 | Brown Coal | 0 | 0 | 0 | 0 | 0 | 0 | 0 | 0 | 0 | 0 | 0 | 0 | 0 | 0 | 0 | 0 | 0 | 0 | 0 | 0 | 0 | 0 | 0 | 0 | 0
NSW1 | CCGT | 1042.2565 | 1031.6003 | 1544.7839 | 1720.7252 | 1676.2456 | 1431.8743 | 2060.607 | 2071.718 | 1773.1299 | 1562.8632 | 1367.097 | 1401.6171 | 1276.878 | 1508.8835 | 1489.2269 | 1386.7269 | 1613.2487 | 4.2638e-05 | 4.1185e-05 | 4.2254e-05 | 4.71e-05 | 4.7326e-05 | 4.7132e-05 | 4.7505e-05 | 0.00010111
NSW1 | Gas - Steam | 0 | 0 | 0 | 0 | 0 | 0 | 0 | 0 | 0 | 0 | 0 | 0 | 0 | 0 | 0 | 0 | 0 | 0 | 0 | 0 | 0 | 0 | 0 | 0 | 0
NSW1 | OCGT / Diesel | 30.3559 | 85.453 | 599.5069 | 3546.3102 | 1950.3284 | 1893.3326 | 2131.9425 | 3515.5355 | 2570.7743 | 2047.5559 | 1665.259 | 2115.5821 | 4373.9544 | 3841.4471 | 5810.5611 | 3631.7033 | 3535.7448 | 6102.1451 | 4764.0573 | 5368.5987 | 6386.5467 | 7556.2951 | 7563.8068 | 9028.0338 | 9515.3373
NSW1 | Hydro | 3424.4158 | 2836.1173 | 4347.963 | 3484.3825 | 2965.8064 | 3003.9056 | 2818.8437 | 3382.3363 | 3443.4897 | 3399.3835 | 2853.5817 | 4023.5594 | 3279.963 | 2956.4501 | 2844.184 | 2601.9224 | 3078.5635 | 3229.9519 | 3077.8851 | 2501.9593 | 3870.25 | 2965.433 | 2567.9095 | 2635.7913 | 2736.4711
NSW1 | Hydrogen Turbine | 0 | 0 | 0 | 0 | 0 | 0 | 0 | 0 | 0 | 0 | 0 | 0 | 0 | 0 | 0 | 0 | 0 | 0 | 0 | 0 | 0 | 0 | 0 | 0 | 0
NSW1 | Wind | 11169.4058 | 13598.0248 | 17304.3917 | 22149.402 | 23691.7064 | 24389.7393 | 24394.4053 | 24336.1412 | 24430.8013 | 25959.3082 | 33868.0885 | 39061.7147 | 35215.0264 | 36335.5482 | 34888.5051 | 35582.8872 | 34539.9675 | 31908.6997 | 33596.6103 | 33979.2631 | 34482.768 | 30652.9982 | 30485.171 | 28718.7256 | 30247.7725
NSW1 | Solar PV | 13082.6337 | 14585.7663 | 13391.034 | 16958.03 | 18480.6197 | 18135.0379 | 18377.0258 | 17986.3287 | 17531.5248 | 18706.6983 | 17910.379 | 15415.287 | 16010.1281 | 16411.9915 | 16654.9777 | 20482.2993 | 23038.4243 | 27450.3546 | 28955.1376 | 29462.8714 | 29373.5513 | 28801.8296 | 28917.8635 | 26486.1637 | 28129.7632
NSW1 | Grid Battery | 307.0374 | 1346.6987 | 1334.9829 | 4386.0111 | 4729.7493 | 4582.5968 | 4783.2646 | 4611.6942 | 4582.1044 | 4924.4625 | 4743.2327 | 4289.018 | 4316.9281 | 4325.1045 | 4228.8905 | 6727.8698 | 6435.4223 | 6457.5793 | 6742.1272 | 6858.9337 | 6516.9121 | 5544.7803 | 5712.04 | 3006.5899 | 3513.6624
NSW1 | PHES | 410.0163 | 405.1632 | 411.4662 | 2421.6183 | 4231.3315 | 4477.1256 | 4366.736 | 4439.0711 | 4531.5346 | 5204.7813 | 5084.426 | 4918.6501 | 4019.1383 | 4291.7727 | 3622.469 | 3500.839 | 3702.356 | 3318.8921 | 3345.2412 | 3349.9886 | 4052.598 | 2713.4957 | 2564.8369 | 3186.3047 | 3876.1806
NSW1 | VPP | 123.8541 | 167.9897 | 226.1284 | 283.5511 | 385.07 | 500.1121 | 649.9886 | 803.0604 | 968.242 | 1215.7319 | 1452.5337 | 1662.5125 | 2023.1079 | 2357.8222 | 2672.1195 | 3165.3936 | 3563.5817 | 4001.0252 | 4510.2495 | 5042.9756 | 5529.6499 | 6180.7791 | 6644.0402 | 7165.9968 | 7673.0626
NSW1 | USE / DSP | 2.1948e-06 | 0.27967 | 0.058737 | 67.5535 | 3.5251e-06 | 0.038004 | 0.83074 | 1.276 | 0.051005 | 0.076004 | 0.078005 | 5.3333 | 0.028007 | 5.1607 | 1.5 | 2.3385 | 0.41401 | 2.6496 | 2.5146 | 2.1014 | 4.4995 | 4.272 | 8.4822 | 5.596 | 1.2462
Total |  | 60993.304 | 62225.3659 | 65802.7082 | 64270.9516 | 69863.1159 | 69027.9917 | 71017.7224 | 69404.3467 | 67007.0166 | 68119.9915 | 73153.7488 | 77453.8252 | 71926.7844 | 73453.908 | 72212.4339 | 77081.98 | 79507.7228 | 82471.2975 | 84993.8227 | 86566.6919 | 90216.7755 | 84419.883 | 84464.1502 | 80233.2018 | 85693.4961
Region | Technology | 2026-27 | 2027-28 | 2028-29 | 2029-30 | 2030-31 | 2031-32 | 2032-33 | 2033-34 | 2034-35 | 2035-36 | 2036-37 | 2037-38 | 2038-39 | 2039-40 | 2040-41 | 2041-42 | 2042-43 | 2043-44 | 2044-45 | 2045-46 | 2046-47 | 2047-48 | 2048-49 | 2049-50 | 2050-51
QLD1 | Black Coal | 38551.0873 | 39404.9418 | 40490.9006 | 12391.7538 | 14476.379 | 13774.9843 | 14069.6367 | 13486.1822 | 11210.1634 | 11525.4831 | 10924.5898 | 11548.1551 | 10063.1711 | 10315.6255 | 3741.7618 | 3360.1244 | 0.00046547 | 0.00040945 | 0.00035415 | 0.00027936 | 0.00026963 | 0.00021263 | 0.00021631 | 0.00023546 | 0.00030735
QLD1 | Brown Coal | 0 | 0 | 0 | 0 | 0 | 0 | 0 | 0 | 0 | 0 | 0 | 0 | 0 | 0 | 0 | 0 | 0 | 0 | 0 | 0 | 0 | 0 | 0 | 0 | 0
QLD1 | CCGT | 1999.0198 | 2176.5588 | 3788.4604 | 5347.2347 | 4647.6074 | 4236.1784 | 5004.5978 | 6491.4365 | 4809.8109 | 4475.5254 | 3961.362 | 4405.0545 | 4498.8695 | 3743.0806 | 3990.3203 | 3612.9214 | 3940.3234 | 3690.6461 | 2897.891 | 1833.5334 | 1041.6455 | 942.3243 | 994.811 | 975.8525 | 0.00020719
QLD1 | Gas - Steam | 0 | 0 | 0 | 0 | 0 | 0 | 0 | 0 | 0 | 0 | 0 | 0 | 0 | 0 | 0 | 0 | 0 | 0 | 0 | 0 | 0 | 0 | 0 | 0 | 0
QLD1 | OCGT / Diesel | 7.5262 | 8.9427 | 52.3005 | 1304.4297 | 216.0613 | 92.6262 | 484.5359 | 339.6095 | 801.7083 | 799.3146 | 1103.2349 | 1441.187 | 1857.2948 | 1992.8015 | 2709.9699 | 2056.9502 | 2477.3301 | 2431.4039 | 1887.8317 | 2460.2221 | 2057.2945 | 1529.6934 | 1878.247 | 851.0459 | 438.0728
QLD1 | Hydro | 678.9568 | 650.8818 | 686.385 | 682.3352 | 693.4804 | 693.5251 | 630.4736 | 698.173 | 672.4038 | 677.9308 | 678.2804 | 230.0579 | 206.5678 | 195.1319 | 196.9999 | 210.4133 | 1.9338e-07 | 1.5127e-07 | 1.4056e-07 | 1.3042e-07 | 1.2721e-07 | 1.2116e-07 | 0.9561 | 1.3487e-07 | 2.8982e-07
QLD1 | Hydrogen Turbine | 0 | 0 | 0 | 0 | 0 | 0 | 0 | 0 | 0 | 0 | 0 | 0 | 0 | 0 | 0 | 0 | 0 | 0 | 0 | 0 | 0 | 0 | 0 | 0 | 0
QLD1 | Wind | 7048.0934 | 7280.5746 | 7447.447 | 23153.2516 | 24392.9259 | 24346.9615 | 24655.3751 | 23238.013 | 27529.1292 | 28067.2785 | 27922.2677 | 32340.2162 | 32029.8583 | 32519.7735 | 31300.2843 | 32520.2343 | 33274.9954 | 32577.4945 | 32802.5729 | 32413.6989 | 35953.6753 | 35164.5593 | 34667.5168 | 34102.1556 | 35488.3848
QLD1 | Solar PV | 6479.4197 | 6510.8785 | 6572.3935 | 14322.1894 | 16624.7839 | 17556.7681 | 17067.4685 | 17602.9009 | 21007.2166 | 21290.4584 | 21082.1466 | 18014.831 | 19789.7279 | 20003.1691 | 26728.6785 | 30704.931 | 35064.7618 | 37600.9052 | 38113.2339 | 40186.4082 | 40448.3231 | 42299.794 | 41895.1524 | 42805.0639 | 44679.2818
QLD1 | Grid Battery | 156.0625 | 169.4854 | 1175.501 | 4124.8741 | 4160.883 | 4226.021 | 4248.8184 | 4257.8661 | 4242.6566 | 4366.1972 | 4329.0048 | 5175.5671 | 5457.356 | 6469.1449 | 6751.5472 | 11924.9121 | 12320.2946 | 12458.79 | 13223.1852 | 13831.9594 | 15382.9543 | 16065.0769 | 17364.3058 | 15682.2347 | 16713.329
QLD1 | PHES | 691.1342 | 685.9943 | 578.3778 | 616.6935 | 4969.0448 | 4986.2985 | 5037.3807 | 5178.9249 | 5530.3708 | 5788.3276 | 5680.6945 | 4878.6996 | 5181.2582 | 5072.5926 | 5397.8453 | 4801.4044 | 4980.9327 | 5104.2732 | 4920.2976 | 4980.0963 | 4285.4026 | 4274.8917 | 3406.5752 | 3976.4117 | 5039.2765
QLD1 | VPP | 49.6718 | 69.1007 | 99.0797 | 144.5183 | 215.723 | 298.7563 | 398.807 | 517.7446 | 652.9304 | 823.5757 | 1016.61 | 1211.6167 | 1469.5602 | 1725.6505 | 2006.7338 | 2336.9588 | 2679.8126 | 3026.7173 | 3407.8453 | 3796.4853 | 4141.4678 | 4623.7323 | 5008.7822 | 5474.8599 | 5775.2218
QLD1 | USE / DSP | 2.1246e-06 | 2.3092e-06 | 0.60581 | 361.7094 | 3.2199e-06 | 3.3841e-06 | 0.78857 | 1.9378 | 4.4653e-06 | 2.1353 | 0.68601 | 12.477 | 7.7615e-06 | 40.5751 | 44.4323 | 35.5713 | 26.8148 | 55.441 | 51.412 | 90.0804 | 141.7107 | 126.5847 | 166.745 | 209.1046 | 61.6889
Total |  | 55660.9717 | 56957.3585 | 60891.4513 | 62448.9897 | 70396.8886 | 70212.1195 | 71597.8824 | 71812.7885 | 76456.39 | 77816.2265 | 76698.8767 | 79257.8621 | 80553.6638 | 82077.5453 | 82868.5733 | 91564.4211 | 94765.2659 | 96945.6716 | 97304.2699 | 99592.4842 | 103452.4741 | 105026.657 | 105383.0916 | 104076.7291 | 108195.2562
Region | Technology | 2026-27 | 2027-28 | 2028-29 | 2029-30 | 2030-31 | 2031-32 | 2032-33 | 2033-34 | 2034-35 | 2035-36 | 2036-37 | 2037-38 | 2038-39 | 2039-40 | 2040-41 | 2041-42 | 2042-43 | 2043-44 | 2044-45 | 2045-46 | 2046-47 | 2047-48 | 2048-49 | 2049-50 | 2050-51
VIC1 | Black Coal | 0 | 0 | 0 | 0 | 0 | 0 | 0 | 0 | 0 | 0 | 0 | 0 | 0 | 0 | 0 | 0 | 0 | 0 | 0 | 0 | 0 | 0 | 0 | 0 | 0
VIC1 | Brown Coal | 26731.7542 | 25506.2207 | 17172.2121 | 3241.4987 | 0.0061713 | 0.00027624 | 0.00025314 | 0.00029524 | 0.00017198 | 5.4937e-05 | 5.282e-05 | 5.3882e-05 | 3.3617e-05 | 2.5503e-05 | 3.8136e-05 | 3.864e-05 | 3.718e-05 | 3.8665e-05 | 3.6704e-05 | 2.8413e-05 | 3.0764e-05 | 0 | 0 | 0 | 0
VIC1 | CCGT | 0 | 0 | 0 | 0 | 0 | 0 | 0 | 0 | 0 | 0 | 0 | 0 | 0 | 0 | 0 | 0 | 0 | 0 | 0 | 0 | 0 | 0 | 0 | 0 | 0
VIC1 | Gas - Steam | 46.5127 | 38.6508 | 472.9895 | 259.2182 | 731.5695 | 511.5904 | 946.3688 | 1015.4352 | 460.9195 | 330.1917 | 320.1994 | 317.124 | 443.0538 | 0 | 0 | 0 | 0 | 0 | 0 | 0 | 0 | 0 | 0 | 0 | 0
VIC1 | OCGT / Diesel | 56.2313 | 30.1856 | 416.6117 | 1029.8631 | 654.7045 | 493.6475 | 1133.1803 | 695.9566 | 676.1681 | 535.6492 | 452.1011 | 1023.3068 | 835.3719 | 1794.048 | 1729.3263 | 2939.2088 | 1494.8283 | 2633.8904 | 1730.1775 | 2234.456 | 3011.4941 | 2093.4634 | 3207.3372 | 3530.597 | 6132.0157
VIC1 | Hydro | 3264.7478 | 2743.6388 | 4101.1879 | 3412.8758 | 2949.8612 | 2962.5851 | 2709.4828 | 3304.0797 | 3396.0386 | 3231.8146 | 2709.2987 | 4074.7769 | 3395.3753 | 2960.8268 | 2944.3798 | 2690.6008 | 3280.0752 | 3404.9352 | 3223.7389 | 2714.3517 | 4074.4941 | 3421.8838 | 2953.4275 | 2957.7487 | 2686.0665
VIC1 | Hydrogen Turbine | 0 | 0 | 0 | 0 | 0 | 0 | 0 | 0 | 0 | 0 | 0 | 0 | 0 | 0 | 0 | 0 | 0 | 0 | 0 | 0 | 0 | 0 | 0 | 0 | 0
VIC1 | Wind | 14584.8522 | 14934.0005 | 15316.4347 | 26671.5649 | 25704.8163 | 28512.1376 | 27011.4753 | 29574.6655 | 33805.1138 | 36444.0956 | 39225.3501 | 38403.045 | 41966.8892 | 41888.1387 | 44374.8434 | 40311.621 | 41503.938 | 41528.9824 | 42215.865 | 41959.0263 | 39366.3904 | 41258.0589 | 39104.3178 | 41432.8606 | 37284.2795
VIC1 | Solar PV | 2632.9499 | 2559.1312 | 2545.6161 | 6832.8733 | 7668.5497 | 7345.9608 | 7477.4484 | 7329.3111 | 8784.704 | 9100.228 | 9115.2352 | 7853.6394 | 8083.738 | 7741.656 | 7532.6714 | 7653.1233 | 7504.058 | 7866.1282 | 8200.2514 | 8441.2182 | 7477.5389 | 7713.9891 | 7377.4914 | 6659.524 | 6727.9751
VIC1 | Grid Battery | 1342.6799 | 1448.7303 | 1332.7031 | 3552.9132 | 3891.8327 | 3758.1449 | 3937.6153 | 3872.0084 | 6172.8898 | 6525.8543 | 6327.6977 | 5901.0224 | 5699.6308 | 5655.6435 | 5061.1268 | 5261.9028 | 5282.0853 | 5087.5057 | 5331.1642 | 5568.3595 | 4772.8416 | 4627.3898 | 4710.5365 | 3057.1314 | 3225.4794
VIC1 | PHES | 0 | 0 | 2.2843e-05 | 4.2648e-05 | 4.7043e-05 | 4.8302e-05 | 4.9425e-05 | 4.913e-05 | 8.6126e-05 | 9.0603e-05 | 9.3959e-05 | 9.5977e-05 | 9.5511e-05 | 0.0001012 | 0.00010076 | 0.00012141 | 0.00011954 | 0.00013565 | 0.00014705 | 0.00014503 | 0.00014612 | 0.00014408 | 0.00014773 | 0.00015613 | 0.00018455
VIC1 | VPP | 60.0105 | 90.7246 | 110.2621 | 156.574 | 242.9215 | 327.5174 | 458.0377 | 591.2287 | 623.6293 | 831.2115 | 975.8755 | 1088.1713 | 1241.9368 | 1498.9409 | 1492.5203 | 1856.0612 | 2090.8343 | 2346.3447 | 2687.8077 | 3171.7515 | 3336.4107 | 3649.9911 | 4153.9822 | 4393.3523 | 5115.0927
VIC1 | USE / DSP | 2.1048e-06 | 0.0030024 | 0.0060036 | 22.0725 | 3.6836e-06 | 3.8071e-06 | 2.57 | 0.055005 | 0.11801 | 0.31601 | 0.113 | 14.9102 | 0.13301 | 9.117 | 1.205 | 3.2311 | 0.44401 | 1.804 | 22.8507 | 1.9989 | 9.7629 | 3.332 | 4.511 | 5.1948 | 0.65202
Total |  | 48719.7386 | 47351.2853 | 41468.0233 | 45179.4536 | 41844.2615 | 43911.5841 | 43676.1789 | 46382.7405 | 53919.5813 | 56999.361 | 59125.8708 | 58675.9961 | 61666.1291 | 61548.3709 | 63136.0731 | 60715.7491 | 61156.2632 | 62869.5909 | 63411.8556 | 64091.1623 | 62048.9329 | 62768.1083 | 61511.6038 | 62036.4089 | 61171.5611
Region | Technology | 2026-27 | 2027-28 | 2028-29 | 2029-30 | 2030-31 | 2031-32 | 2032-33 | 2033-34 | 2034-35 | 2035-36 | 2036-37 | 2037-38 | 2038-39 | 2039-40 | 2040-41 | 2041-42 | 2042-43 | 2043-44 | 2044-45 | 2045-46 | 2046-47 | 2047-48 | 2048-49 | 2049-50 | 2050-51
SA1 | Black Coal | 0 | 0 | 0 | 0 | 0 | 0 | 0 | 0 | 0 | 0 | 0 | 0 | 0 | 0 | 0 | 0 | 0 | 0 | 0 | 0 | 0 | 0 | 0 | 0 | 0
SA1 | Brown Coal | 0 | 0 | 0 | 0 | 0 | 0 | 0 | 0 | 0 | 0 | 0 | 0 | 0 | 0 | 0 | 0 | 0 | 0 | 0 | 0 | 0 | 0 | 0 | 0 | 0
SA1 | CCGT | 1085.4563 | 1410.1031 | 2118.2876 | 1696.2128 | 1982.8293 | 1692.6936 | 2053.3145 | 2166.2952 | 1734.5477 | 1441.4438 | 1416.5787 | 4.8889e-05 | 4.8932e-05 | 4.8126e-05 | 4.766e-05 | 4.7068e-05 | 4.7955e-05 | 4.7258e-05 | 4.5688e-05 | 4.6047e-05 | 4.69e-05 | 4.7475e-05 | 4.6822e-05 | 4.6645e-05 | 9.7771e-05
SA1 | Gas - Steam | 0 | 0 | 0 | 0 | 0 | 0 | 0 | 0 | 0 | 0 | 0 | 0 | 0 | 0 | 0 | 0 | 0 | 0 | 0 | 0 | 0 | 0 | 0 | 0 | 0
SA1 | OCGT / Diesel | 234.2229 | 157.3824 | 1247.2586 | 1268.296 | 957.1415 | 914.1499 | 1109.3738 | 1300.1943 | 1041.7466 | 744.7301 | 672.4666 | 884.6219 | 1043.7011 | 1015.6342 | 1041.6462 | 969.8812 | 925.7205 | 978.5792 | 378.5958 | 459.0392 | 456.4335 | 424.8285 | 514.879 | 531.6941 | 691.4104
SA1 | Hydro | 0 | 0 | 0 | 0 | 0 | 0 | 0 | 0 | 0 | 0 | 0 | 0 | 0 | 0 | 0 | 0 | 0 | 0 | 0 | 0 | 0 | 0 | 0 | 0 | 0
SA1 | Hydrogen Turbine | 0 | 0 | 0 | 0 | 0 | 0 | 0 | 0 | 0 | 0 | 0 | 0 | 0 | 0 | 0 | 0 | 0 | 0 | 0 | 0 | 0 | 0 | 0 | 0 | 0
SA1 | Wind | 7687.0149 | 8371.7015 | 8454.8261 | 11882.898 | 11785.1921 | 12120.6559 | 11053.3245 | 10869.4462 | 10406.7788 | 11561.1192 | 10943.3482 | 10449.3241 | 10816.5688 | 10536.7834 | 10984.9465 | 9986.4974 | 10406.2507 | 9101.0033 | 10150.4965 | 9474.5288 | 11521.9394 | 11461.8828 | 11311.3685 | 11779.7547 | 11039.9844
SA1 | Solar PV | 1561.5813 | 1880.2072 | 1733.8098 | 3598.1851 | 3530.9408 | 3592.4785 | 3464.6261 | 3323.9674 | 3587.7872 | 3652.0563 | 3777.3198 | 5291.9245 | 5299.1655 | 5418.0012 | 5553.0277 | 7825.6357 | 7494.293 | 10345.2256 | 10568.7481 | 11050.052 | 9578.385 | 9105.6798 | 8656.64 | 8358.6278 | 8650.2341
SA1 | Grid Battery | 252.5399 | 259.6159 | 734.7081 | 1284.29 | 1367.4252 | 1288.3144 | 1362.9454 | 1351.5585 | 1282.284 | 1317.5831 | 1333.9854 | 1866.7008 | 1848.2416 | 2396.2655 | 2210.3834 | 3926.4632 | 3804.0405 | 4251.5806 | 4265.2591 | 4570.9977 | 4083.0635 | 3904.709 | 3527.3232 | 2974.5735 | 3780.4399
SA1 | PHES | 0 | 0 | 1.0114e-05 | 1.5632e-05 | 1.7493e-05 | 1.7953e-05 | 2.0367e-05 | 2.0545e-05 | 2.1138e-05 | 2.3922e-05 | 2.6002e-05 | 3.2365e-05 | 3.2441e-05 | 3.5551e-05 | 3.5821e-05 | 4.161e-05 | 4.1215e-05 | 4.7425e-05 | 5.48e-05 | 5.5548e-05 | 5.7504e-05 | 5.7086e-05 | 5.9973e-05 | 6.9304e-05 | 7.5645e-05
SA1 | VPP | 88.8719 | 108.1124 | 124.4216 | 125.3189 | 154.4973 | 187.7188 | 229.232 | 273.6609 | 308.2786 | 372.4472 | 442.222 | 505.2842 | 592.5884 | 674.9294 | 731.4777 | 860.9771 | 967.9446 | 1063.9979 | 1202.5709 | 1351.6266 | 1472.2076 | 1606.9321 | 1719.2199 | 1790.0296 | 1919.1438
SA1 | USE / DSP | 0.128 | 0.14 | 0.96384 | 273.8526 | 0.779 | 3.816e-06 | 6.2559 | 4.1575 | 12.1208 | 13.5546 | 14.1693 | 28.4851 | 33.59 | 62.3272 | 71.9349 | 64.6139 | 59.825 | 128.7698 | 92.4119 | 126.3626 | 145.3976 | 172.402 | 198.6555 | 222.4383 | 41.6429
Total |  | 10909.8152 | 12187.2625 | 14414.2757 | 20129.0535 | 19778.8054 | 19796.0111 | 19279.0722 | 19289.28 | 18373.5437 | 19102.9343 | 18600.0901 | 19026.3406 | 19633.8556 | 20103.9409 | 20593.4164 | 23634.0685 | 23658.0744 | 25869.1566 | 26658.0825 | 27032.6069 | 27257.4267 | 26676.4342 | 25928.0862 | 25657.1181 | 26122.8557
Region | Technology | 2026-27 | 2027-28 | 2028-29 | 2029-30 | 2030-31 | 2031-32 | 2032-33 | 2033-34 | 2034-35 | 2035-36 | 2036-37 | 2037-38 | 2038-39 | 2039-40 | 2040-41 | 2041-42 | 2042-43 | 2043-44 | 2044-45 | 2045-46 | 2046-47 | 2047-48 | 2048-49 | 2049-50 | 2050-51
TAS1 | Black Coal | 0 | 0 | 0 | 0 | 0 | 0 | 0 | 0 | 0 | 0 | 0 | 0 | 0 | 0 | 0 | 0 | 0 | 0 | 0 | 0 | 0 | 0 | 0 | 0 | 0
TAS1 | Brown Coal | 0 | 0 | 0 | 0 | 0 | 0 | 0 | 0 | 0 | 0 | 0 | 0 | 0 | 0 | 0 | 0 | 0 | 0 | 0 | 0 | 0 | 0 | 0 | 0 | 0
TAS1 | CCGT | 5.1583e-06 | 5.1618e-06 | 5.1811e-06 | 4.283e-06 | 1.2984e-05 | 1.2643e-05 | 1.3288e-05 | 1.3183e-05 | 1.2571e-05 | 1.2619e-05 | 1.2343e-05 | 1.2192e-05 | 1.1947e-05 | 1.22e-05 | 1.2296e-05 | 1.286e-05 | 1.2781e-05 | 1.4077e-05 | 1.5183e-05 | 1.5127e-05 | 1.5377e-05 | 1.5376e-05 | 1.8612e-05 | 1.8833e-05 | 3.0428e-05
TAS1 | Gas - Steam | 0 | 0 | 0 | 0 | 0 | 0 | 0 | 0 | 0 | 0 | 0 | 0 | 0 | 0 | 0 | 0 | 0 | 0 | 0 | 0 | 0 | 0 | 0 | 0 | 0
TAS1 | OCGT / Diesel | 7.7014e-06 | 7.8383e-06 | 8.7225e-06 | 1.439 | 13.0523 | 2.7606 | 20.4562 | 14.0667 | 14.42 | 22.9308 | 7.2386 | 12.6034 | 6.1419 | 18.0406 | 5.7793 | 8.263 | 2.1967 | 3.8107 | 6.4388 | 2.1301 | 5.6312 | 3.7954 | 10.8683 | 18.2611 | 1.9714e-05
TAS1 | Hydro | 8358.6976 | 7686.8306 | 8577.6034 | 9660.2013 | 9481.112 | 9367.5252 | 8913.9447 | 9853.197 | 9784.5597 | 9172.0338 | 8218.5493 | 9273.4596 | 8400.8014 | 7998.1491 | 7541.6715 | 7615.1834 | 7752.7251 | 7638.0567 | 7167.5075 | 7063.7995 | 8161.8062 | 7247.4449 | 7537.8138 | 7237.1984 | 7867.0804
TAS1 | Hydrogen Turbine | 0 | 0 | 0 | 0 | 0 | 0 | 0 | 0 | 0 | 0 | 0 | 0 | 0 | 0 | 0 | 0 | 0 | 0 | 0 | 0 | 0 | 0 | 0 | 0 | 0
TAS1 | Wind | 3218.3215 | 4609.695 | 4707.0559 | 6672.2054 | 6657.9887 | 7650.4307 | 7778.8884 | 7991.5445 | 8636.5181 | 8927.2005 | 9663.4564 | 9228.0425 | 9522.3338 | 8786.7149 | 9193.9529 | 8932.9961 | 8848.7206 | 9127.9792 | 8855.7127 | 9623.0367 | 9157.7981 | 9446.0236 | 8407.0601 | 8971.8084 | 8101.6296
TAS1 | Solar PV | 1.1421e-05 | 1.4636e-05 | 1.2141e-05 | 1.5373e-05 | 1.5504e-05 | 1.5248e-05 | 1.9044e-05 | 2.0553e-05 | 1.8891e-05 | 1.9597e-05 | 2.2127e-05 | 2.38e-05 | 2.4461e-05 | 0.00010155 | 9.4429e-05 | 9.9386e-05 | 0.00010948 | 0.00010689 | 0.0001099 | 0.0001077 | 9.6013e-05 | 0.00010232 | 0.00011728 | 0.00010703 | 0.00010897
TAS1 | Grid Battery | 8.483e-05 | 0.00014092 | 0.00014503 | 0.00014769 | 0.0001537 | 0.00017383 | 0.00020656 | 0.00022444 | 0.00026853 | 0.00027961 | 0.00031618 | 0.00044628 | 0.00049515 | 0.00052401 | 0.00056987 | 0.00078062 | 0.0008127 | 0.00082896 | 0.00097734 | 0.0010074 | 0.0010447 | 0.0010081 | 0.0010275 | 0.0011213 | 0.0013344
TAS1 | PHES | 0 | 0 | 5.3999e-05 | 6.5418e-05 | 9.4152e-05 | 9.8268e-05 | 0.00018025 | 0.00019275 | 0.00021502 | 0.00021277 | 0.00022516 | 0.00024398 | 0.00025357 | 0.0002543 | 0.00025987 | 0.00033903 | 0.00034548 | 0.00037563 | 0.00041572 | 0.00041956 | 0.00042184 | 0.00042784 | 0.0004159 | 0.00042764 | 0.00054224
TAS1 | VPP | 1.9357 | 3.419 | 4.5519 | 7.4934 | 14.1161 | 16.9841 | 23.5248 | 30.4454 | 32.7823 | 41.3388 | 50.9315 | 66.9099 | 68.4856 | 83.1056 | 97.3682 | 123.1575 | 136.9189 | 141.1516 | 162.1607 | 175.5546 | 187.8551 | 196.2179 | 230.767 | 259.6155 | 290.0066
TAS1 | USE / DSP | 6.8504e-07 | 7.3715e-07 | 7.9184e-07 | 0.432 | 9.6827e-07 | 1.0034e-06 | 0.145 | 1.2353e-06 | 1.2027e-06 | 0.57 | 1.3044e-06 | 0.48209 | 1.3644e-06 | 0.46708 | 1.6779e-06 | 1.876 | 1.8033e-06 | 1.9417 | 3.6854 | 1.54 | 0.79563 | 2.5358e-06 | 0.077684 | 1.84 | 1.782
Total |  | 11578.955 | 12299.9448 | 13289.2113 | 16341.7712 | 16166.2694 | 17037.7009 | 16736.9595 | 17889.2541 | 18468.2807 | 18164.0744 | 17940.1764 | 18581.4983 | 17997.7636 | 16886.4781 | 16838.7728 | 16681.4771 | 16740.5626 | 16912.9412 | 16195.5066 | 16866.0625 | 17513.8879 | 16893.4833 | 16186.5885 | 16488.7251 | 16260.5007
Explicitly modelled pumping
Region | Technology | 2026-27 | 2027-28 | 2028-29 | 2029-30 | 2030-31 | 2031-32 | 2032-33 | 2033-34 | 2034-35 | 2035-36 | 2036-37 | 2037-38 | 2038-39 | 2039-40 | 2040-41 | 2041-42 | 2042-43 | 2043-44 | 2044-45 | 2045-46 | 2046-47 | 2047-48 | 2048-49 | 2049-50 | 2050-51
NEM | Grid Battery Pump | 2424.2503 | 3837.6227 | 5472.4778 | 16009.2423 | 16992.9444 | 16648.3152 | 17201.3647 | 16907.2114 | 19508.4386 | 20477.2663 | 20014.4439 | 20665.9935 | 20732.2047 | 22552.7151 | 21942.5226 | 33370.8079 | 33454.2508 | 33892.6845 | 35490.2525 | 37090.5825 | 36898.8766 | 36231.8123 | 37601.0605 | 29706.196 | 32667.9323
NEM | PHES Pump | 3272.2939 | 3240.6432 | 3386.0172 | 5675.1866 | 13955.013 | 14355.5801 | 14057.2661 | 14359.4422 | 14887.9985 | 16373.9451 | 16335.074 | 14618.4924 | 13559.1331 | 13559.8848 | 13618.6124 | 12102.1406 | 13003.1654 | 12223.7448 | 12358.0034 | 12518.358 | 12211.5276 | 10328.5553 | 8957.6136 | 10567.3615 | 13130.6809
NEM | VPP Pump | 380.9931 | 518.0224 | 664.699 | 842.3919 | 1191.8038 | 1566.6982 | 2070.3791 | 2606.0428 | 3046.1037 | 3861.405 | 4631.6048 | 5344.2856 | 6348.8352 | 7448.8528 | 8258.787 | 9796.7284 | 11117.8656 | 12436.0766 | 14081.1958 | 15965.3744 | 17221.0459 | 19155.2908 | 20863.8985 | 22466.3485 | 24413.701
Region | Technology | 2026-27 | 2027-28 | 2028-29 | 2029-30 | 2030-31 | 2031-32 | 2032-33 | 2033-34 | 2034-35 | 2035-36 | 2036-37 | 2037-38 | 2038-39 | 2039-40 | 2040-41 | 2041-42 | 2042-43 | 2043-44 | 2044-45 | 2045-46 | 2046-47 | 2047-48 | 2048-49 | 2049-50 | 2050-51
NSW1 | Grid Battery Pump | 360.5611 | 1616.036 | 1602.668 | 5272.2212 | 5695.4363 | 5511.0558 | 5754.8436 | 5546.9577 | 5527.2143 | 5911.198 | 5707.4496 | 5177.3901 | 5180.0699 | 5200.7974 | 5105.2948 | 8081.8347 | 7746.7178 | 7773.487 | 8116.2717 | 8283.9386 | 7818 | 6678.7233 | 6870.2753 | 3614.8785 | 4226.1399
NSW1 | PHES Pump | 2274.6227 | 2248.2956 | 2547.5313 | 4786.8858 | 7341.5468 | 7691.257 | 7405.7912 | 7484.3291 | 7527.5491 | 8685.0317 | 8780.3719 | 8109.079 | 6754.0922 | 6844.1526 | 6415.7531 | 5761.4914 | 6406.1508 | 5501.1591 | 5832.4918 | 5897.8838 | 6573.33 | 4678.9379 | 4402.2032 | 5313.9769 | 6512.5017
NSW1 | VPP Pump | 145.4916 | 198.1631 | 266.2061 | 332.9178 | 453.7855 | 587.7447 | 764.6544 | 944.752 | 1141.5456 | 1427.8814 | 1708.8608 | 1961.639 | 2377.8673 | 2770.5208 | 3153.0051 | 3714.7842 | 4192.5005 | 4707.1444 | 5306.161 | 5950.2247 | 6488.3197 | 7279.9558 | 7808.851 | 8429.9187 | 9027.1629
Region | Technology | 2026-27 | 2027-28 | 2028-29 | 2029-30 | 2030-31 | 2031-32 | 2032-33 | 2033-34 | 2034-35 | 2035-36 | 2036-37 | 2037-38 | 2038-39 | 2039-40 | 2040-41 | 2041-42 | 2042-43 | 2043-44 | 2044-45 | 2045-46 | 2046-47 | 2047-48 | 2048-49 | 2049-50 | 2050-51
QLD1 | Grid Battery Pump | 183.8035 | 200.0853 | 1416.1935 | 4962.1561 | 5009.4881 | 5101.3061 | 5102.1425 | 5126.793 | 5109.0224 | 5263.7304 | 5203.9621 | 6251.266 | 6553.2121 | 7790.3314 | 8149.8379 | 14363.5831 | 14840.9216 | 14998.5994 | 15931.3364 | 16664.3297 | 18547.9601 | 19329.4282 | 20939.7172 | 18902.4207 | 20100.6491
QLD1 | PHES Pump | 997.6712 | 992.3475 | 838.4858 | 888.3007 | 6613.466 | 6664.3229 | 6651.4746 | 6875.1127 | 7360.449 | 7688.9129 | 7554.7016 | 6509.4129 | 6805.0404 | 6715.7317 | 7202.8588 | 6340.6485 | 6597.014 | 6722.585 | 6525.5108 | 6620.4734 | 5638.1969 | 5649.6166 | 4555.4096 | 5253.3837 | 6618.1781
QLD1 | VPP Pump | 58.3587 | 81.2998 | 116.8687 | 169.7257 | 253.8019 | 352.2122 | 468.4683 | 609.3464 | 768.1142 | 970.5246 | 1194.2672 | 1429.4205 | 1725.6103 | 2029.545 | 2364.3326 | 2750.3802 | 3153.2736 | 3560.6927 | 4010.0885 | 4467.0308 | 4874.386 | 5435.9176 | 5897.7473 | 6442.2801 | 6783.823
Region | Technology | 2026-27 | 2027-28 | 2028-29 | 2029-30 | 2030-31 | 2031-32 | 2032-33 | 2033-34 | 2034-35 | 2035-36 | 2036-37 | 2037-38 | 2038-39 | 2039-40 | 2040-41 | 2041-42 | 2042-43 | 2043-44 | 2044-45 | 2045-46 | 2046-47 | 2047-48 | 2048-49 | 2049-50 | 2050-51
VIC1 | Grid Battery Pump | 1579.2361 | 1710.8773 | 1569.532 | 4232.1016 | 4643.4048 | 4486.8616 | 4702.248 | 4610.3781 | 7329.7096 | 7717.2447 | 7498.2397 | 6990.6093 | 6769.228 | 6681.9407 | 6017.0537 | 6205.9878 | 6278.7459 | 6000.7953 | 6309.4264 | 6618.6149 | 5631.6157 | 5503.0172 | 5558.3246 | 3601.228 | 3790.376
VIC1 | PHES Pump | 0 | 0 | 3.0302e-05 | 5.5874e-05 | 6.2018e-05 | 6.37e-05 | 6.5024e-05 | 6.4677e-05 | 0.00011343 | 0.00011899 | 0.00012427 | 0.00012576 | 0.00012567 | 0.00013281 | 0.00013374 | 0.00015874 | 0.00015795 | 0.0001779 | 0.00019323 | 0.00019244 | 0.00019055 | 0.00019107 | 0.00019285 | 0.00020642 | 0.00024169
VIC1 | VPP Pump | 70.4891 | 107.0253 | 129.8241 | 183.8301 | 285.8094 | 385.9836 | 539.3763 | 694.6216 | 735.118 | 976.3029 | 1148.0887 | 1280.252 | 1465.8004 | 1758.7908 | 1763.7104 | 2175.8618 | 2470.1147 | 2750.2143 | 3162.1265 | 3746.1772 | 3910.5743 | 4312.0915 | 4869.1526 | 5178.4384 | 6008.05
Region | Technology | 2026-27 | 2027-28 | 2028-29 | 2029-30 | 2030-31 | 2031-32 | 2032-33 | 2033-34 | 2034-35 | 2035-36 | 2036-37 | 2037-38 | 2038-39 | 2039-40 | 2040-41 | 2041-42 | 2042-43 | 2043-44 | 2044-45 | 2045-46 | 2046-47 | 2047-48 | 2048-49 | 2049-50 | 2050-51
SA1 | Grid Battery Pump | 300.6495 | 310.6239 | 884.0842 | 1542.7632 | 1644.615 | 1549.0916 | 1642.1303 | 1623.0823 | 1542.492 | 1585.0928 | 1604.7922 | 2246.7277 | 2229.6941 | 2879.6449 | 2670.3355 | 4719.4014 | 4587.8646 | 5119.8019 | 5133.2168 | 5523.6981 | 4901.2995 | 4720.6424 | 4232.7422 | 3587.6675 | 4550.7657
SA1 | PHES Pump | 0 | 0 | 1.3352e-05 | 2.0553e-05 | 2.3032e-05 | 2.3617e-05 | 2.683e-05 | 2.7037e-05 | 2.7779e-05 | 3.1477e-05 | 3.4268e-05 | 4.2558e-05 | 4.2695e-05 | 4.6681e-05 | 4.7337e-05 | 5.4605e-05 | 5.4276e-05 | 6.2325e-05 | 7.2115e-05 | 7.3317e-05 | 7.536e-05 | 7.5392e-05 | 7.8566e-05 | 9.1354e-05 | 9.9431e-05
SA1 | VPP Pump | 104.3813 | 127.5057 | 146.4508 | 147.1014 | 181.7997 | 220.775 | 270.2031 | 321.503 | 362.6264 | 438.1942 | 520.2526 | 594.4698 | 698.9831 | 792.2242 | 863.1167 | 1010.4077 | 1140.7553 | 1251.8533 | 1412.7567 | 1594.4858 | 1727.6716 | 1895.8188 | 2017.3162 | 2109.0322 | 2254.7245
Region | Technology | 2026-27 | 2027-28 | 2028-29 | 2029-30 | 2030-31 | 2031-32 | 2032-33 | 2033-34 | 2034-35 | 2035-36 | 2036-37 | 2037-38 | 2038-39 | 2039-40 | 2040-41 | 2041-42 | 2042-43 | 2043-44 | 2044-45 | 2045-46 | 2046-47 | 2047-48 | 2048-49 | 2049-50 | 2050-51
TAS1 | Grid Battery Pump | 0.00010088 | 0.00016757 | 0.00017229 | 0.00017563 | 0.00018269 | 0.00020672 | 0.00024572 | 0.0002669 | 0.00031946 | 0.00033214 | 0.00037615 | 0.00053013 | 0.00058848 | 0.00062262 | 0.00067757 | 0.000928 | 0.00096614 | 0.00098554 | 0.0011614 | 0.0011978 | 0.0012417 | 0.0011983 | 0.0012209 | 0.0013333 | 0.0015859
TAS1 | PHES Pump | 0 | 0 | 7.1089e-05 | 8.6415e-05 | 0.00012367 | 0.00012979 | 0.0002379 | 0.00025313 | 0.00028389 | 0.00027808 | 0.00029846 | 0.00031949 | 0.00033408 | 0.00033356 | 0.00034356 | 0.00044581 | 0.0004548 | 0.00049454 | 0.00054526 | 0.00055412 | 0.00055373 | 0.00056424 | 0.00054489 | 0.00056528 | 0.00071162
TAS1 | VPP Pump | 2.2724 | 4.0286 | 5.3493 | 8.8169 | 16.6073 | 19.9826 | 27.6771 | 35.8199 | 38.6995 | 48.5019 | 60.1355 | 78.5043 | 80.5742 | 97.7721 | 114.6222 | 145.2945 | 161.2214 | 166.1719 | 190.0631 | 207.4558 | 220.0943 | 231.5071 | 270.8314 | 306.6791 | 339.9406

## ML1_Capacity
Installed capacity by technology (MW) - ML1, Step Change Scenario
Capacity calculated on 1 July. In early study years some wind and solar projects enter later in the financial year and are therefore reflected in the following financial year's capacity.
Non-scheduled generation including Distributed PV is not shown.
Region | Technology | 2026-27 | 2027-28 | 2028-29 | 2029-30 | 2030-31 | 2031-32 | 2032-33 | 2033-34 | 2034-35 | 2035-36 | 2036-37 | 2037-38 | 2038-39 | 2039-40 | 2040-41 | 2041-42 | 2042-43 | 2043-44 | 2044-45 | 2045-46 | 2046-47 | 2047-48 | 2048-49 | 2049-50 | 2050-51
NEM | Black Coal | 16456 | 16456 | 12606.8398 | 4673.5972 | 4673.5972 | 4673.5972 | 4673.5972 | 3988.5965 | 3716 | 3358.7079 | 3358.7079 | 3358.7079 | 2418.2938 | 2418.2938 | 744.0001 | 744.0001 | 0 | 0 | 0 | 0 | 0 | 0 | 0 | 0 | 0
NEM | Brown Coal | 4835 | 4471.4178 | 3021.4176 | 580 | 0.0010484 | 0 | 0 | 0 | 0 | 0 | 0 | 0 | 0 | 0 | 0 | 0 | 0 | 0 | 0 | 0 | 0 | 0 | 0 | 0 | 0
NEM | CCGT | 2954.9 | 2954.9 | 2774.9 | 2774.9 | 2774.9 | 2774.9 | 2774.9 | 2774.9 | 2774.9 | 2774.9 | 2389.9 | 1860.9 | 1860.9 | 1716.5 | 1716.5 | 1716.5 | 1716.5 | 1276.5 | 1276.5 | 632 | 388 | 388 | 388 | 388 | 0
NEM | Gas - Steam | 500 | 500 | 500 | 500 | 500 | 500 | 500 | 500 | 500 | 500 | 500 | 500 | 500 | 0 | 0 | 0 | 0 | 0 | 0 | 0 | 0 | 0 | 0 | 0 | 0
NEM | OCGT / Diesel | 8736.159 | 8736.159 | 8599.659 | 8599.659 | 8353.659 | 8353.659 | 8076.799 | 7483.299 | 7366.299 | 7286.299 | 7286.299 | 8948.6085 | 8948.6085 | 8673.6671 | 8553.6671 | 9649.9128 | 9555.9128 | 11596.2032 | 11087.1244 | 11087.1244 | 11464.7325 | 10880.7325 | 12021.8509 | 11502.8509 | 12981.9404
NEM | Hydro | 7365.42 | 7365.42 | 7365.42 | 7365.42 | 7705.32 | 7705.32 | 7705.32 | 7705.32 | 7705.32 | 7705.32 | 7705.32 | 7705.32 | 7705.32 | 7705.32 | 7705.32 | 7705.32 | 7705.32 | 7705.32 | 7705.32 | 7705.32 | 7705.32 | 7705.32 | 7705.32 | 7705.32 | 7705.32
NEM | Hydrogen Turbine | 0 | 0 | 0 | 0 | 0 | 0 | 0 | 0 | 0 | 0 | 0 | 0 | 0 | 0 | 0 | 0 | 0 | 0 | 0 | 0 | 0 | 0 | 0 | 0 | 0
NEM | Wind | 15424.5703 | 16647.697 | 19227.3588 | 31878.495 | 31879.6804 | 31910.8787 | 32703.267 | 33362.9551 | 36351.3117 | 36807.044 | 40617.0722 | 45141.0157 | 45761.1799 | 46786.6639 | 46167.2849 | 45981.3845 | 47205.9622 | 46240.0557 | 45992.3084 | 44945.6226 | 46993.447 | 47235.292 | 46689.492 | 45918.202 | 45552.852
NEM | Solar PV | 13627.036 | 14257.3196 | 14257.3196 | 21761.4601 | 21761.4601 | 21755.3401 | 21755.3401 | 22120.5698 | 24877.1617 | 24877.1617 | 24756.1617 | 25979.6832 | 25979.6832 | 25979.6832 | 29868.5827 | 33753.3193 | 38877.8955 | 47450.5944 | 47725.8259 | 48133.9651 | 55913.5876 | 56297.4039 | 56607.3931 | 55207.5669 | 54389.6519
NEM | Grid Battery | 2467.7584 | 2919.3994 | 3569.3994 | 8115.2474 | 8085.2474 | 8085.2474 | 8085.2474 | 8029.9174 | 10884.0776 | 10884.0776 | 10834.0776 | 11637.8462 | 11637.8462 | 12594.0461 | 12594.0461 | 16864.192 | 16864.192 | 16993.3441 | 17449.7085 | 17532.1456 | 18268.6603 | 17817.0192 | 19011.8164 | 14445.9687 | 14939.3656
NEM | PHES | 1060 | 1060 | 1060 | 1060 | 5098 | 5098 | 5098 | 5098 | 5098 | 5098 | 5098 | 5098 | 5098 | 5098 | 5098 | 5098 | 5098 | 5098 | 5098 | 5098 | 5098 | 5098 | 5098 | 5098 | 5098
NEM | VPP | 560.72 | 757.83 | 999.79 | 1339.39 | 1679 | 2065.68 | 2515.66 | 3029.12 | 3572.2801 | 4202.17 | 4958.64 | 5808.51 | 6774.04 | 7821.3199 | 8943.3201 | 10148.97 | 11471.57 | 12877.2099 | 14372.24 | 15924.3999 | 17535.5301 | 19218.1903 | 20977.8501 | 22803.0401 | 23763.4101
Total |  | 73987.5636 | 76126.1428 | 73982.1042 | 88648.1688 | 92510.8652 | 92922.6224 | 93888.1307 | 94092.6779 | 102845.3501 | 103493.6802 | 107504.1784 | 116038.5914 | 116683.8717 | 118793.494 | 121390.721 | 131661.5987 | 138495.3524 | 149237.2272 | 150707.0272 | 151058.5774 | 163367.2774 | 164639.9579 | 168499.7225 | 163068.9486 | 164430.5399
Region | Technology | 2026-27 | 2027-28 | 2028-29 | 2029-30 | 2030-31 | 2031-32 | 2032-33 | 2033-34 | 2034-35 | 2035-36 | 2036-37 | 2037-38 | 2038-39 | 2039-40 | 2040-41 | 2041-42 | 2042-43 | 2043-44 | 2044-45 | 2045-46 | 2046-47 | 2047-48 | 2048-49 | 2049-50 | 2050-51
NSW1 | Black Coal | 8330 | 8330 | 4977.7183 | 2075.0007 | 2075.0007 | 2075.0007 | 2075.0007 | 1390 | 1390 | 1032.7079 | 1032.7079 | 1032.7079 | 312.9643 | 312.9643 | 0 | 0 | 0 | 0 | 0 | 0 | 0 | 0 | 0 | 0 | 0
NSW1 | Brown Coal | 0 | 0 | 0 | 0 | 0 | 0 | 0 | 0 | 0 | 0 | 0 | 0 | 0 | 0 | 0 | 0 | 0 | 0 | 0 | 0 | 0 | 0 | 0 | 0 | 0
NSW1 | CCGT | 440 | 440 | 440 | 440 | 440 | 440 | 440 | 440 | 440 | 440 | 440 | 440 | 440 | 440 | 440 | 440 | 440 | 0 | 0 | 0 | 0 | 0 | 0 | 0 | 0
NSW1 | Gas - Steam | 0 | 0 | 0 | 0 | 0 | 0 | 0 | 0 | 0 | 0 | 0 | 0 | 0 | 0 | 0 | 0 | 0 | 0 | 0 | 0 | 0 | 0 | 0 | 0 | 0
NSW1 | OCGT / Diesel | 2638.999 | 2638.999 | 2638.999 | 2638.999 | 2638.999 | 2638.999 | 2638.999 | 2638.999 | 2638.999 | 2638.999 | 2638.999 | 3901.37 | 3901.37 | 3901.37 | 3901.37 | 3901.37 | 3901.37 | 5602.5359 | 5303.4568 | 5303.4568 | 5303.4568 | 5303.4568 | 5303.4568 | 5303.4568 | 5910.3594
NSW1 | Hydro | 2525 | 2525 | 2525 | 2525 | 2525 | 2525 | 2525 | 2525 | 2525 | 2525 | 2525 | 2525 | 2525 | 2525 | 2525 | 2525 | 2525 | 2525 | 2525 | 2525 | 2525 | 2525 | 2525 | 2525 | 2525
NSW1 | Hydrogen Turbine | 0 | 0 | 0 | 0 | 0 | 0 | 0 | 0 | 0 | 0 | 0 | 0 | 0 | 0 | 0 | 0 | 0 | 0 | 0 | 0 | 0 | 0 | 0 | 0 | 0
NSW1 | Wind | 3921.3384 | 4861.0614 | 6466.0837 | 8509.0075 | 8509.0075 | 8509.0075 | 8509.0075 | 8509.0075 | 8509.0075 | 8509.0075 | 11380.0406 | 13343.1502 | 13140.6702 | 13162.958 | 12870.879 | 12684.579 | 12684.579 | 12119.599 | 12358.381 | 12176.1434 | 12054.6546 | 12054.6546 | 11658.6546 | 11545.4646 | 11545.4646
NSW1 | Solar PV | 6993.058 | 7623.3416 | 7623.3416 | 8141.8748 | 8141.8748 | 8141.8748 | 8141.8748 | 8141.8748 | 8141.8748 | 8141.8748 | 8141.8748 | 8141.8748 | 8141.8748 | 8141.8748 | 8679.8594 | 10127.4625 | 12215.2119 | 15993.8981 | 15993.8981 | 15957.8181 | 18507.8893 | 18760.1754 | 18710.1754 | 18115.9754 | 17549.2174
NSW1 | Grid Battery | 262 | 699.4371 | 699.4371 | 2262.0001 | 2262.0001 | 2262.0001 | 2262.0001 | 2262.0001 | 2262.0001 | 2262.0001 | 2212.0001 | 2212.0001 | 2212.0001 | 2249.0925 | 2249.0925 | 3469.252 | 3469.252 | 3469.252 | 3469.2522 | 3469.2522 | 3469.2523 | 3031.8151 | 3169.443 | 1606.88 | 1754.6385
NSW1 | PHES | 240 | 240 | 240 | 240 | 2280 | 2280 | 2280 | 2280 | 2280 | 2280 | 2280 | 2280 | 2280 | 2280 | 2280 | 2280 | 2280 | 2280 | 2280 | 2280 | 2280 | 2280 | 2280 | 2280 | 2280
NSW1 | VPP | 212.7 | 287.34 | 379.27 | 509.93 | 631.04 | 766.26 | 926.27 | 1103.12 | 1277.59 | 1478.99 | 1734.85 | 2020.5201 | 2347.58 | 2703.21 | 3090.03 | 3504.55 | 3958.09 | 4435.9299 | 4945.2001 | 5471.8899 | 6021.6599 | 6591.1802 | 7184.9099 | 7803.1799 | 8115.0002
Total |  | 25563.0954 | 27645.179 | 25989.8496 | 27341.8121 | 29502.9221 | 29638.1421 | 29798.1521 | 29290.0014 | 29464.4715 | 29308.5793 | 32385.4724 | 35896.623 | 35301.4593 | 35716.4695 | 36036.2308 | 38932.2136 | 41473.5029 | 46426.2149 | 46875.1881 | 47183.5604 | 50161.913 | 50546.2822 | 50831.6398 | 49179.9568 | 49679.6802
Region | Technology | 2026-27 | 2027-28 | 2028-29 | 2029-30 | 2030-31 | 2031-32 | 2032-33 | 2033-34 | 2034-35 | 2035-36 | 2036-37 | 2037-38 | 2038-39 | 2039-40 | 2040-41 | 2041-42 | 2042-43 | 2043-44 | 2044-45 | 2045-46 | 2046-47 | 2047-48 | 2048-49 | 2049-50 | 2050-51
QLD1 | Black Coal | 8126 | 8126 | 7629.1216 | 2598.5965 | 2598.5965 | 2598.5965 | 2598.5965 | 2598.5965 | 2326 | 2326 | 2326 | 2326 | 2105.3296 | 2105.3296 | 744.0001 | 744.0001 | 0 | 0 | 0 | 0 | 0 | 0 | 0 | 0 | 0
QLD1 | Brown Coal | 0 | 0 | 0 | 0 | 0 | 0 | 0 | 0 | 0 | 0 | 0 | 0 | 0 | 0 | 0 | 0 | 0 | 0 | 0 | 0 | 0 | 0 | 0 | 0 | 0
QLD1 | CCGT | 1597.9 | 1597.9 | 1597.9 | 1597.9 | 1597.9 | 1597.9 | 1597.9 | 1597.9 | 1597.9 | 1597.9 | 1212.9 | 1212.9 | 1212.9 | 1068.5 | 1068.5 | 1068.5 | 1068.5 | 1068.5 | 1068.5 | 424 | 180 | 180 | 180 | 180 | 0
QLD1 | Gas - Steam | 0 | 0 | 0 | 0 | 0 | 0 | 0 | 0 | 0 | 0 | 0 | 0 | 0 | 0 | 0 | 0 | 0 | 0 | 0 | 0 | 0 | 0 | 0 | 0 | 0
QLD1 | OCGT / Diesel | 2354.5 | 2354.5 | 2354.5 | 2354.5 | 2354.5 | 2354.5 | 2354.5 | 1931 | 1814 | 1814 | 1814 | 1814 | 1814 | 1814 | 1814 | 1814 | 1814 | 1814 | 1814.0003 | 1814.0003 | 2345.6084 | 2345.6084 | 3486.7268 | 2967.7268 | 2621.7268
QLD1 | Hydro | 152.4 | 152.4 | 152.4 | 152.4 | 152.4 | 152.4 | 152.4 | 152.4 | 152.4 | 152.4 | 152.4 | 152.4 | 152.4 | 152.4 | 152.4 | 152.4 | 152.4 | 152.4 | 152.4 | 152.4 | 152.4 | 152.4 | 152.4 | 152.4 | 152.4
QLD1 | Hydrogen Turbine | 0 | 0 | 0 | 0 | 0 | 0 | 0 | 0 | 0 | 0 | 0 | 0 | 0 | 0 | 0 | 0 | 0 | 0 | 0 | 0 | 0 | 0 | 0 | 0 | 0
QLD1 | Wind | 2624.408 | 2624.408 | 2624.408 | 8284.9468 | 8284.9468 | 8284.9468 | 8284.9468 | 8284.9468 | 10060.0913 | 10060.0913 | 10060.0913 | 11568.4394 | 11568.4394 | 11568.4394 | 11568.4394 | 11568.839 | 12736.799 | 12557.4685 | 12559.0709 | 12559.0709 | 13648.1764 | 13648.1764 | 13498.3764 | 13498.3764 | 13498.3764
QLD1 | Solar PV | 4013.785 | 4013.785 | 4013.785 | 7603.6139 | 7603.6139 | 7603.6139 | 7603.6139 | 7968.8436 | 10103.5591 | 10103.5591 | 9982.5591 | 9932.5591 | 9932.5591 | 9932.5591 | 13256.6868 | 14461.0347 | 17497.8615 | 19743.8736 | 20157.177 | 20650.8792 | 25557.1234 | 25446.7234 | 25964.334 | 25664.1578 | 25505.5608
QLD1 | Grid Battery | 258 | 272.2039 | 705.2055 | 2043.0767 | 2043.0767 | 2043.0767 | 2043.0767 | 2043.0767 | 2043.0767 | 2043.0767 | 2043.0767 | 2587.8882 | 2587.8882 | 3202.6795 | 3202.6795 | 5696.9099 | 5696.9099 | 5910.8611 | 6367.2252 | 6459.6622 | 7884.5348 | 7870.331 | 9195.2986 | 7857.4276 | 7857.4276
QLD1 | PHES | 820 | 820 | 820 | 820 | 2818 | 2818 | 2818 | 2818 | 2818 | 2818 | 2818 | 2818 | 2818 | 2818 | 2818 | 2818 | 2818 | 2818 | 2818 | 2818 | 2818 | 2818 | 2818 | 2818 | 2818
QLD1 | VPP | 84.95 | 122.33 | 171.9 | 259.3 | 341.18 | 435.55 | 545.05 | 674.96 | 823.53 | 995.13 | 1191.7 | 1411.11 | 1663.39 | 1937.56 | 2226.8 | 2538.41 | 2879.8699 | 3246.15 | 3635.1001 | 4037.83 | 4453.3701 | 4891.0599 | 5348.5901 | 5818.1001 | 6060.6799
Total |  | 20031.943 | 20083.527 | 20069.2201 | 25714.3339 | 27794.2139 | 27888.5839 | 27998.0839 | 28069.7237 | 31738.5572 | 31910.1572 | 31600.7272 | 33823.2968 | 33854.9063 | 34599.4676 | 36851.506 | 40862.0938 | 44664.3405 | 47311.2532 | 48571.4735 | 48915.8425 | 57039.2132 | 57352.2992 | 60643.726 | 58956.1887 | 58514.1716
Region | Technology | 2026-27 | 2027-28 | 2028-29 | 2029-30 | 2030-31 | 2031-32 | 2032-33 | 2033-34 | 2034-35 | 2035-36 | 2036-37 | 2037-38 | 2038-39 | 2039-40 | 2040-41 | 2041-42 | 2042-43 | 2043-44 | 2044-45 | 2045-46 | 2046-47 | 2047-48 | 2048-49 | 2049-50 | 2050-51
VIC1 | Black Coal | 0 | 0 | 0 | 0 | 0 | 0 | 0 | 0 | 0 | 0 | 0 | 0 | 0 | 0 | 0 | 0 | 0 | 0 | 0 | 0 | 0 | 0 | 0 | 0 | 0
VIC1 | Brown Coal | 4835 | 4471.4178 | 3021.4176 | 580 | 0.0010484 | 0 | 0 | 0 | 0 | 0 | 0 | 0 | 0 | 0 | 0 | 0 | 0 | 0 | 0 | 0 | 0 | 0 | 0 | 0 | 0
VIC1 | CCGT | 0 | 0 | 0 | 0 | 0 | 0 | 0 | 0 | 0 | 0 | 0 | 0 | 0 | 0 | 0 | 0 | 0 | 0 | 0 | 0 | 0 | 0 | 0 | 0 | 0
VIC1 | Gas - Steam | 500 | 500 | 500 | 500 | 500 | 500 | 500 | 500 | 500 | 500 | 500 | 500 | 500 | 0 | 0 | 0 | 0 | 0 | 0 | 0 | 0 | 0 | 0 | 0 | 0
VIC1 | OCGT / Diesel | 1900 | 1900 | 1900 | 1900 | 1900 | 1900 | 1900 | 1730 | 1730 | 1730 | 1730 | 2129.9385 | 2129.9385 | 1854.9971 | 1854.9971 | 2951.2428 | 2857.2428 | 3196.3673 | 3196.3673 | 3196.3673 | 3196.3673 | 2612.3673 | 2612.3673 | 2612.3673 | 3888.5542
VIC1 | Hydro | 2279.02 | 2279.02 | 2279.02 | 2279.02 | 2279.02 | 2279.02 | 2279.02 | 2279.02 | 2279.02 | 2279.02 | 2279.02 | 2279.02 | 2279.02 | 2279.02 | 2279.02 | 2279.02 | 2279.02 | 2279.02 | 2279.02 | 2279.02 | 2279.02 | 2279.02 | 2279.02 | 2279.02 | 2279.02
VIC1 | Hydrogen Turbine | 0 | 0 | 0 | 0 | 0 | 0 | 0 | 0 | 0 | 0 | 0 | 0 | 0 | 0 | 0 | 0 | 0 | 0 | 0 | 0 | 0 | 0 | 0 | 0 | 0
VIC1 | Wind | 5269.36 | 5269.36 | 5769.36 | 9132.3641 | 9079.8641 | 9079.8641 | 9746.8642 | 10412.8642 | 11502.0291 | 11887.8643 | 12887.8642 | 13820.6644 | 14400.6644 | 15400.6641 | 15112.3641 | 15112.3641 | 15061.8141 | 15054.0781 | 14662.1281 | 14010.0799 | 14172.5781 | 14400.7741 | 14400.7741 | 13742.6742 | 13685.0742
VIC1 | Solar PV | 1563.573 | 1563.573 | 1563.573 | 3965.879 | 3965.879 | 3965.879 | 3965.879 | 3965.879 | 4587.7554 | 4587.7554 | 4587.7554 | 4587.7554 | 4587.7554 | 4587.7554 | 4587.7554 | 4587.7554 | 4587.7554 | 5007.5367 | 4897.0567 | 4865.9537 | 5189.2607 | 5510.3909 | 5352.7695 | 4955.3195 | 4862.7595
VIC1 | Grid Battery | 1381.2655 | 1381.2655 | 1381.2655 | 2733.2697 | 2733.2697 | 2733.2697 | 2733.2697 | 2677.9397 | 5557.0999 | 5557.0999 | 5557.0999 | 5557.0999 | 5557.0999 | 5557.0999 | 5557.0999 | 5257.0999 | 5257.0999 | 5257.0999 | 5257.0999 | 5257.0999 | 4603.1645 | 4603.1644 | 4603.1644 | 3231.1602 | 3231.1604
VIC1 | PHES | 0 | 0 | 0 | 0 | 0 | 0 | 0 | 0 | 0 | 0 | 0 | 0 | 0 | 0 | 0 | 0 | 0 | 0 | 0 | 0 | 0 | 0 | 0 | 0 | 0
VIC1 | VPP | 114.06 | 160.28 | 216.5 | 316.69 | 408.63 | 514.71 | 637.19 | 779.41 | 931.3 | 1109.92 | 1323.13 | 1566.32 | 1838.15 | 2136.81 | 2453.29 | 2794.92 | 3172.3 | 3574.4799 | 4004.3799 | 4454.77 | 4925.0601 | 5419.1702 | 5938.1101 | 6482.0601 | 6787.1199
Total |  | 17842.2785 | 17524.9163 | 16631.1361 | 21407.2228 | 20866.6638 | 20972.7428 | 21762.2229 | 22345.1129 | 27087.2043 | 27651.6595 | 28864.8695 | 30440.7982 | 31292.6282 | 31816.3464 | 31844.5265 | 32982.4021 | 33215.2322 | 34368.5819 | 34296.0519 | 34063.2908 | 34365.4507 | 34824.887 | 35186.2055 | 33302.6013 | 34733.6881
Region | Technology | 2026-27 | 2027-28 | 2028-29 | 2029-30 | 2030-31 | 2031-32 | 2032-33 | 2033-34 | 2034-35 | 2035-36 | 2036-37 | 2037-38 | 2038-39 | 2039-40 | 2040-41 | 2041-42 | 2042-43 | 2043-44 | 2044-45 | 2045-46 | 2046-47 | 2047-48 | 2048-49 | 2049-50 | 2050-51
SA1 | Black Coal | 0 | 0 | 0 | 0 | 0 | 0 | 0 | 0 | 0 | 0 | 0 | 0 | 0 | 0 | 0 | 0 | 0 | 0 | 0 | 0 | 0 | 0 | 0 | 0 | 0
SA1 | Brown Coal | 0 | 0 | 0 | 0 | 0 | 0 | 0 | 0 | 0 | 0 | 0 | 0 | 0 | 0 | 0 | 0 | 0 | 0 | 0 | 0 | 0 | 0 | 0 | 0 | 0
SA1 | CCGT | 709 | 709 | 529 | 529 | 529 | 529 | 529 | 529 | 529 | 529 | 529 | 0 | 0 | 0 | 0 | 0 | 0 | 0 | 0 | 0 | 0 | 0 | 0 | 0 | 0
SA1 | Gas - Steam | 0 | 0 | 0 | 0 | 0 | 0 | 0 | 0 | 0 | 0 | 0 | 0 | 0 | 0 | 0 | 0 | 0 | 0 | 0 | 0 | 0 | 0 | 0 | 0 | 0
SA1 | OCGT / Diesel | 1664.66 | 1664.66 | 1528.16 | 1528.16 | 1282.16 | 1282.16 | 1005.3 | 1005.3 | 1005.3 | 925.3 | 925.3 | 925.3 | 925.3 | 925.3 | 925.3 | 925.3 | 925.3 | 925.3 | 715.3 | 715.3 | 561.3 | 561.3 | 561.3 | 561.3 | 561.3
SA1 | Hydro | 0 | 0 | 0 | 0 | 0 | 0 | 0 | 0 | 0 | 0 | 0 | 0 | 0 | 0 | 0 | 0 | 0 | 0 | 0 | 0 | 0 | 0 | 0 | 0 | 0
SA1 | Hydrogen Turbine | 0 | 0 | 0 | 0 | 0 | 0 | 0 | 0 | 0 | 0 | 0 | 0 | 0 | 0 | 0 | 0 | 0 | 0 | 0 | 0 | 0 | 0 | 0 | 0 | 0
SA1 | Wind | 2762.71 | 2762.71 | 2953.9455 | 4242.179 | 4176.179 | 4085.429 | 4085.429 | 3953.729 | 3953.729 | 3899.9885 | 3715.1885 | 3715.1886 | 3838.1475 | 3711.5263 | 3672.5263 | 3672.5263 | 3779.694 | 3565.834 | 3613.6523 | 3401.2523 | 4318.9618 | 4332.6108 | 4332.6108 | 4332.6108 | 4332.6108
SA1 | Solar PV | 1056.62 | 1056.62 | 1056.62 | 2050.0925 | 2050.0925 | 2043.9725 | 2043.9725 | 2043.9725 | 2043.9725 | 2043.9725 | 2043.9725 | 3317.494 | 3317.494 | 3317.494 | 3344.2812 | 4577.0667 | 4577.0667 | 6705.286 | 6677.6941 | 6659.3141 | 6659.3141 | 6580.1141 | 6580.1141 | 6472.1141 | 6472.1141
SA1 | Grid Battery | 566.4929 | 566.4929 | 783.4912 | 1076.9009 | 1046.9009 | 1046.9009 | 1046.9009 | 1046.9009 | 1021.9009 | 1021.9009 | 1021.9009 | 1280.8579 | 1280.8579 | 1585.1742 | 1585.1742 | 2440.9302 | 2440.9302 | 2356.1312 | 2356.1313 | 2346.1313 | 2311.7087 | 2311.7087 | 2043.9103 | 1750.5007 | 2096.1389
SA1 | PHES | 0 | 0 | 0 | 0 | 0 | 0 | 0 | 0 | 0 | 0 | 0 | 0 | 0 | 0 | 0 | 0 | 0 | 0 | 0 | 0 | 0 | 0 | 0 | 0 | 0
SA1 | VPP | 143.04 | 178.88 | 219.43 | 233.21 | 272.42 | 317.36 | 368.02 | 424.38 | 483.53 | 550.83 | 627.77 | 714.05 | 810.29 | 910.19 | 1018.7 | 1133.87 | 1258.92 | 1391.3 | 1529.18 | 1671.14 | 1814.94 | 1962.86 | 2117.26 | 2274.03 | 2355.52
Total |  | 6902.5229 | 6938.3629 | 7070.6467 | 9659.5423 | 9356.7523 | 9304.8223 | 9078.6223 | 9003.2823 | 9037.4323 | 8970.9918 | 8863.1318 | 9952.8905 | 10172.0895 | 10449.6845 | 10545.9817 | 12749.6932 | 12981.9109 | 14943.8512 | 14891.9577 | 14793.1377 | 15666.2245 | 15748.5936 | 15635.1952 | 15390.5556 | 15817.6838
Region | Technology | 2026-27 | 2027-28 | 2028-29 | 2029-30 | 2030-31 | 2031-32 | 2032-33 | 2033-34 | 2034-35 | 2035-36 | 2036-37 | 2037-38 | 2038-39 | 2039-40 | 2040-41 | 2041-42 | 2042-43 | 2043-44 | 2044-45 | 2045-46 | 2046-47 | 2047-48 | 2048-49 | 2049-50 | 2050-51
TAS1 | Black Coal | 0 | 0 | 0 | 0 | 0 | 0 | 0 | 0 | 0 | 0 | 0 | 0 | 0 | 0 | 0 | 0 | 0 | 0 | 0 | 0 | 0 | 0 | 0 | 0 | 0
TAS1 | Brown Coal | 0 | 0 | 0 | 0 | 0 | 0 | 0 | 0 | 0 | 0 | 0 | 0 | 0 | 0 | 0 | 0 | 0 | 0 | 0 | 0 | 0 | 0 | 0 | 0 | 0
TAS1 | CCGT | 208 | 208 | 208 | 208 | 208 | 208 | 208 | 208 | 208 | 208 | 208 | 208 | 208 | 208 | 208 | 208 | 208 | 208 | 208 | 208 | 208 | 208 | 208 | 208 | 0
TAS1 | Gas - Steam | 0 | 0 | 0 | 0 | 0 | 0 | 0 | 0 | 0 | 0 | 0 | 0 | 0 | 0 | 0 | 0 | 0 | 0 | 0 | 0 | 0 | 0 | 0 | 0 | 0
TAS1 | OCGT / Diesel | 178 | 178 | 178 | 178 | 178 | 178 | 178 | 178 | 178 | 178 | 178 | 178 | 178 | 178 | 58 | 58 | 58 | 58 | 58 | 58 | 58 | 58 | 58 | 58 | 0
TAS1 | Hydro | 2409 | 2409 | 2409 | 2409 | 2748.9 | 2748.9 | 2748.9 | 2748.9 | 2748.9 | 2748.9 | 2748.9 | 2748.9 | 2748.9 | 2748.9 | 2748.9 | 2748.9 | 2748.9 | 2748.9 | 2748.9 | 2748.9 | 2748.9 | 2748.9 | 2748.9 | 2748.9 | 2748.9
TAS1 | Hydrogen Turbine | 0 | 0 | 0 | 0 | 0 | 0 | 0 | 0 | 0 | 0 | 0 | 0 | 0 | 0 | 0 | 0 | 0 | 0 | 0 | 0 | 0 | 0 | 0 | 0 | 0
TAS1 | Wind | 846.7538 | 1130.1576 | 1413.5616 | 1709.9976 | 1829.683 | 1951.6313 | 2077.0194 | 2202.4076 | 2326.4548 | 2450.0924 | 2573.8876 | 2693.573 | 2813.2584 | 2943.076 | 2943.076 | 2943.076 | 2943.076 | 2943.076 | 2799.076 | 2799.076 | 2799.076 | 2799.076 | 2799.076 | 2799.076 | 2491.326
TAS1 | Solar PV | 0 | 0 | 0 | 0 | 0 | 0 | 0 | 0 | 0 | 0 | 0 | 0 | 0 | 0 | 0 | 0 | 0 | 0 | 0 | 0 | 0 | 0 | 0 | 0 | 0
TAS1 | Grid Battery | 0 | 0 | 0 | 0 | 0 | 0 | 0 | 0 | 0 | 0 | 0 | 0 | 0 | 0 | 0 | 0 | 0 | 0 | 0 | 0 | 0 | 0 | 0.00010627 | 0.00011341 | 0.00023198
TAS1 | PHES | 0 | 0 | 0 | 0 | 0 | 0 | 0 | 0 | 0 | 0 | 0 | 0 | 0 | 0 | 0 | 0 | 0 | 0 | 0 | 0 | 0 | 0 | 0 | 0 | 0
TAS1 | VPP | 5.97 | 9 | 12.69 | 20.26 | 25.73 | 31.8 | 39.13 | 47.25 | 56.33 | 67.3 | 81.19 | 96.51 | 114.63 | 133.55 | 154.5 | 177.22 | 202.39 | 229.35 | 258.38 | 288.77 | 320.5 | 353.92 | 388.98 | 425.67 | 445.09
Total |  | 3647.7238 | 3934.1576 | 4221.2516 | 4525.2576 | 4990.313 | 5118.3313 | 5251.0494 | 5384.5576 | 5517.6848 | 5652.2924 | 5789.9776 | 5924.983 | 6062.7884 | 6211.526 | 6112.476 | 6135.196 | 6160.366 | 6187.326 | 6072.356 | 6102.746 | 6134.476 | 6167.896 | 6202.9561 | 6239.6461 | 5685.3162
Explicitly modelled pumping
Region | Technology | 2026-27 | 2027-28 | 2028-29 | 2029-30 | 2030-31 | 2031-32 | 2032-33 | 2033-34 | 2034-35 | 2035-36 | 2036-37 | 2037-38 | 2038-39 | 2039-40 | 2040-41 | 2041-42 | 2042-43 | 2043-44 | 2044-45 | 2045-46 | 2046-47 | 2047-48 | 2048-49 | 2049-50 | 2050-51
NEM | Grid Battery Pump | 2469.7584 | 2921.3994 | 3571.3994 | 8117.2474 | 8087.2474 | 8087.2474 | 8087.2474 | 8031.9174 | 10886.0776 | 10886.0776 | 10836.0776 | 11639.8462 | 11639.8462 | 12596.0461 | 12596.0461 | 16866.192 | 16866.192 | 16995.3441 | 17451.7085 | 17534.1456 | 18270.6603 | 17819.0192 | 19013.8164 | 14447.9687 | 14941.3656
NEM | PHES Pump | 1560 | 1560 | 1560 | 1560 | 5598 | 5598 | 5598 | 5598 | 5598 | 5598 | 5598 | 5598 | 5598 | 5598 | 5598 | 5598 | 5598 | 5598 | 5598 | 5598 | 5598 | 5598 | 5598 | 5598 | 5598
NEM | VPP Pump | 560.72 | 757.83 | 999.79 | 1339.39 | 1679 | 2065.68 | 2515.66 | 3029.12 | 3572.2801 | 4202.17 | 4958.64 | 5808.51 | 6774.04 | 7821.3199 | 8943.3201 | 10148.97 | 11471.57 | 12877.2099 | 14372.24 | 15924.3999 | 17535.5301 | 19218.1903 | 20977.8501 | 22803.0401 | 23763.4101
Region | Technology | 2026-27 | 2027-28 | 2028-29 | 2029-30 | 2030-31 | 2031-32 | 2032-33 | 2033-34 | 2034-35 | 2035-36 | 2036-37 | 2037-38 | 2038-39 | 2039-40 | 2040-41 | 2041-42 | 2042-43 | 2043-44 | 2044-45 | 2045-46 | 2046-47 | 2047-48 | 2048-49 | 2049-50 | 2050-51
NSW1 | Grid Battery Pump | 262 | 699.4371 | 699.4371 | 2262.0001 | 2262.0001 | 2262.0001 | 2262.0001 | 2262.0001 | 2262.0001 | 2262.0001 | 2212.0001 | 2212.0001 | 2212.0001 | 2249.0925 | 2249.0925 | 3469.252 | 3469.252 | 3469.252 | 3469.2522 | 3469.2522 | 3469.2523 | 3031.8151 | 3169.443 | 1606.88 | 1754.6385
NSW1 | PHES Pump | 840 | 840 | 840 | 840 | 2880 | 2880 | 2880 | 2880 | 2880 | 2880 | 2880 | 2880 | 2880 | 2880 | 2880 | 2880 | 2880 | 2880 | 2880 | 2880 | 2880 | 2880 | 2880 | 2880 | 2880
NSW1 | VPP Pump | 212.7 | 287.34 | 379.27 | 509.93 | 631.04 | 766.26 | 926.27 | 1103.12 | 1277.59 | 1478.99 | 1734.85 | 2020.5201 | 2347.58 | 2703.21 | 3090.03 | 3504.55 | 3958.09 | 4435.9299 | 4945.2001 | 5471.8899 | 6021.6599 | 6591.1802 | 7184.9099 | 7803.1799 | 8115.0002
Region | Technology | 2026-27 | 2027-28 | 2028-29 | 2029-30 | 2030-31 | 2031-32 | 2032-33 | 2033-34 | 2034-35 | 2035-36 | 2036-37 | 2037-38 | 2038-39 | 2039-40 | 2040-41 | 2041-42 | 2042-43 | 2043-44 | 2044-45 | 2045-46 | 2046-47 | 2047-48 | 2048-49 | 2049-50 | 2050-51
QLD1 | Grid Battery Pump | 258 | 272.2039 | 705.2055 | 2043.0767 | 2043.0767 | 2043.0767 | 2043.0767 | 2043.0767 | 2043.0767 | 2043.0767 | 2043.0767 | 2587.8882 | 2587.8882 | 3202.6795 | 3202.6795 | 5696.9099 | 5696.9099 | 5910.8611 | 6367.2252 | 6459.6622 | 7884.5348 | 7870.331 | 9195.2986 | 7857.4276 | 7857.4276
QLD1 | PHES Pump | 720 | 720 | 720 | 720 | 2718 | 2718 | 2718 | 2718 | 2718 | 2718 | 2718 | 2718 | 2718 | 2718 | 2718 | 2718 | 2718 | 2718 | 2718 | 2718 | 2718 | 2718 | 2718 | 2718 | 2718
QLD1 | VPP Pump | 84.95 | 122.33 | 171.9 | 259.3 | 341.18 | 435.55 | 545.05 | 674.96 | 823.53 | 995.13 | 1191.7 | 1411.11 | 1663.39 | 1937.56 | 2226.8 | 2538.41 | 2879.8699 | 3246.15 | 3635.1001 | 4037.83 | 4453.3701 | 4891.0599 | 5348.5901 | 5818.1001 | 6060.6799
Region | Technology | 2026-27 | 2027-28 | 2028-29 | 2029-30 | 2030-31 | 2031-32 | 2032-33 | 2033-34 | 2034-35 | 2035-36 | 2036-37 | 2037-38 | 2038-39 | 2039-40 | 2040-41 | 2041-42 | 2042-43 | 2043-44 | 2044-45 | 2045-46 | 2046-47 | 2047-48 | 2048-49 | 2049-50 | 2050-51
VIC1 | Grid Battery Pump | 1381.2655 | 1381.2655 | 1381.2655 | 2733.2697 | 2733.2697 | 2733.2697 | 2733.2697 | 2677.9397 | 5557.0999 | 5557.0999 | 5557.0999 | 5557.0999 | 5557.0999 | 5557.0999 | 5557.0999 | 5257.0999 | 5257.0999 | 5257.0999 | 5257.0999 | 5257.0999 | 4603.1645 | 4603.1644 | 4603.1644 | 3231.1602 | 3231.1604
VIC1 | PHES Pump | 0 | 0 | 0 | 0 | 0 | 0 | 0 | 0 | 0 | 0 | 0 | 0 | 0 | 0 | 0 | 0 | 0 | 0 | 0 | 0 | 0 | 0 | 0 | 0 | 0
VIC1 | VPP Pump | 114.06 | 160.28 | 216.5 | 316.69 | 408.63 | 514.71 | 637.19 | 779.41 | 931.3 | 1109.92 | 1323.13 | 1566.32 | 1838.15 | 2136.81 | 2453.29 | 2794.92 | 3172.3 | 3574.4799 | 4004.3799 | 4454.77 | 4925.0601 | 5419.1702 | 5938.1101 | 6482.0601 | 6787.1199
Region | Technology | 2026-27 | 2027-28 | 2028-29 | 2029-30 | 2030-31 | 2031-32 | 2032-33 | 2033-34 | 2034-35 | 2035-36 | 2036-37 | 2037-38 | 2038-39 | 2039-40 | 2040-41 | 2041-42 | 2042-43 | 2043-44 | 2044-45 | 2045-46 | 2046-47 | 2047-48 | 2048-49 | 2049-50 | 2050-51
SA1 | Grid Battery Pump | 566.4929 | 566.4929 | 783.4912 | 1076.9009 | 1046.9009 | 1046.9009 | 1046.9009 | 1046.9009 | 1021.9009 | 1021.9009 | 1021.9009 | 1280.8579 | 1280.8579 | 1585.1742 | 1585.1742 | 2440.9302 | 2440.9302 | 2356.1312 | 2356.1313 | 2346.1313 | 2311.7087 | 2311.7087 | 2043.9103 | 1750.5007 | 2096.1389
SA1 | PHES Pump | 0 | 0 | 0 | 0 | 0 | 0 | 0 | 0 | 0 | 0 | 0 | 0 | 0 | 0 | 0 | 0 | 0 | 0 | 0 | 0 | 0 | 0 | 0 | 0 | 0
SA1 | VPP Pump | 143.04 | 178.88 | 219.43 | 233.21 | 272.42 | 317.36 | 368.02 | 424.38 | 483.53 | 550.83 | 627.77 | 714.05 | 810.29 | 910.19 | 1018.7 | 1133.87 | 1258.92 | 1391.3 | 1529.18 | 1671.14 | 1814.94 | 1962.86 | 2117.26 | 2274.03 | 2355.52
Region | Technology | 2026-27 | 2027-28 | 2028-29 | 2029-30 | 2030-31 | 2031-32 | 2032-33 | 2033-34 | 2034-35 | 2035-36 | 2036-37 | 2037-38 | 2038-39 | 2039-40 | 2040-41 | 2041-42 | 2042-43 | 2043-44 | 2044-45 | 2045-46 | 2046-47 | 2047-48 | 2048-49 | 2049-50 | 2050-51
TAS1 | Grid Battery Pump | 2 | 2 | 2 | 2 | 2 | 2 | 2 | 2 | 2 | 2 | 2 | 2 | 2 | 2 | 2 | 2 | 2 | 2 | 2 | 2 | 2 | 2 | 2.0001 | 2.0001 | 2.0002
TAS1 | PHES Pump | 0 | 0 | 0 | 0 | 0 | 0 | 0 | 0 | 0 | 0 | 0 | 0 | 0 | 0 | 0 | 0 | 0 | 0 | 0 | 0 | 0 | 0 | 0 | 0 | 0
TAS1 | VPP Pump | 5.97 | 9 | 12.69 | 20.26 | 25.73 | 31.8 | 39.13 | 47.25 | 56.33 | 67.3 | 81.19 | 96.51 | 114.63 | 133.55 | 154.5 | 177.22 | 202.39 | 229.35 | 258.38 | 288.77 | 320.5 | 353.92 | 388.98 | 425.67 | 445.09

## ML1_REZ Generation
Annual sent-out generation by REZ (GWh) - ML1, Step Change Scenario
The REZ generation includes generation from the existing, committed and anticipated renewables mapped to the relevant REZs. Does not include generation from renewables not in a REZ.
Non-scheduled generation including Distributed PV is not shown.
Region | REZ | REZ Name | Technology | 2026-27 | 2027-28 | 2028-29 | 2029-30 | 2030-31 | 2031-32 | 2032-33 | 2033-34 | 2034-35 | 2035-36 | 2036-37 | 2037-38 | 2038-39 | 2039-40 | 2040-41 | 2041-42 | 2042-43 | 2043-44 | 2044-45 | 2045-46 | 2046-47 | 2047-48 | 2048-49 | 2049-50 | 2050-51
QLD | Q1 | Far North QLD | Solar | 2.7273e-06 | 3.0459e-06 | 4.2203e-06 | 4.8616e-06 | 5.014e-06 | 4.9339e-06 | 5.546e-06 | 5.5214e-06 | 4.936e-06 | 5.0985e-06 | 4.8497e-06 | 4.1751e-06 | 4.6004e-06 | 4.745e-06 | 4.4508e-06 | 4.8186e-06 | 4.7429e-06 | 4.5418e-06 | 4.51e-06 | 4.4334e-06 | 3.7879e-06 | 4.1461e-06 | 4.3536e-06 | 4.1628e-06 | 4.4424e-06
QLD | Q2 | North Qld Clean Energy Hub | Solar | 160.0098 | 159.4093 | 169.8707 | 169.242 | 188.36 | 205.9839 | 207.2704 | 198.2087 | 187.2902 | 189.3837 | 190.8536 | 72.1186 | 74.0048 | 73.8865 | 68.6068 | 73.7911 | 65.2991 | 61.3641 | 60.3979 | 61.9472 | 31.0828 | 32.7326 | 4.1542e-06 | 4.2122e-06 | 4.2826e-06
QLD | Q3 | Northern Qld | Solar | 849.0321 | 835.6598 | 860.7764 | 949.6514 | 1107.3501 | 1140.8641 | 1181.2897 | 1855.1534 | 1733.5681 | 1735.6237 | 1715.4551 | 1520.2188 | 1670.5948 | 1724.5672 | 1556.0178 | 1764.035 | 2820.9261 | 2787.9686 | 2669.6944 | 2737.9784 | 3787.888 | 3771.5918 | 3964.0162 | 3697.625 | 3958.6797
QLD | Q4 | Isaac | Solar | 1129.0886 | 1108.1474 | 1158.8822 | 1306.3162 | 1494.0109 | 1580.0971 | 1597.0288 | 1518.5596 | 1380.5583 | 1447.0003 | 1423.6591 | 1313.5174 | 1424.1468 | 1424.2373 | 1335.4251 | 1469.9105 | 1302.6539 | 1201.3124 | 1142.8836 | 1154.5262 | 1020.5414 | 1060.538 | 661.0853 | 430.43 | 415.4749
QLD | Q5 | Barcaldine | Solar | 27.3977 | 27.6008 | 28.3521 | 26.6071 | 29.7672 | 33.7555 | 33.2574 | 31.4529 | 28.8572 | 30.3545 | 31.2831 | 29.3094 | 29.4023 | 29.8546 | 28.4953 | 30.3407 | 26.5853 | 0.00052227 | 98.4983 | 103.9812 | 88.1145 | 88.6552 | 107.8896 | 108.7987 | 109.669
QLD | Q6 | Fitzroy | Solar | 659.7683 | 655.4493 | 622.0199 | 707.6182 | 800.7643 | 889.3482 | 874.5436 | 944.4576 | 5406.1712 | 5392.3679 | 5426.4646 | 4556.2088 | 5096.0493 | 5094.6559 | 5040.5584 | 5445.7354 | 6125.5504 | 6614.6394 | 7324.1797 | 7605.4852 | 10075.0417 | 10779.2933 | 10272.7808 | 10712.0338 | 11322.7918
QLD | Q7 | Wide Bay | Solar | 871.0699 | 884.1866 | 870.4544 | 1026.8972 | 1227.9666 | 1288.2767 | 1248.1743 | 1238.178 | 1165.6772 | 1147.7289 | 1157.7929 | 1031.2985 | 1102.8238 | 1111.3596 | 1072.4176 | 1312.031 | 1212.4566 | 1210.8738 | 1174.1389 | 1221.9 | 2093.2238 | 2152.58 | 2142.3731 | 2111.1431 | 2163.1498
QLD | Q8 | Darling Downs | Solar | 2370.6537 | 2426.3499 | 2450.1978 | 4452.8707 | 5222.8295 | 5446.3853 | 5204.2938 | 5137.8655 | 4854.7912 | 4992.2762 | 4751.9258 | 4087.8429 | 4401.2907 | 4532.3064 | 4440.1303 | 6488.6874 | 10031.3777 | 12714.7236 | 12631.7003 | 13947.2664 | 11649.5069 | 11960.4834 | 11750.2534 | 11967.5655 | 12307.884
QLD | Q9 | Banana | Solar | 2.7423e-06 | 3.2711e-06 | 3.5874e-06 | 5225.601 | 6027.416 | 6420.1924 | 6191.518 | 6165.7524 | 5760.4077 | 5853.9497 | 5878.3267 | 4945.368 | 5506.0327 | 5523.78 | 12704.418 | 13617.653 | 13014.013 | 12561.095 | 12556.267 | 12884.2295 | 11295.144 | 12034.926 | 12714.947 | 13486.259 | 14117.675
NSW | N1 | North West NSW | Solar | 432.0041 | 436.5497 | 380.8894 | 452.9084 | 497.9947 | 501.601 | 488.2268 | 480.8442 | 475.2151 | 504.7909 | 478.5189 | 416.8389 | 428.3572 | 444.7107 | 438.8397 | 450.5529 | 418.9376 | 408.5734 | 417.7671 | 433.3813 | 388.026 | 377.8616 | 382.4645 | 380.7815 | 386.1005
NSW | N2 | New England | Solar | 1413.1062 | 1439.7165 | 1219.7156 | 1431.0029 | 1575.6683 | 1648.4607 | 1635.3068 | 1694.3075 | 1609.7246 | 1747.2131 | 1668.1234 | 1328.3297 | 1398.6951 | 1472.7233 | 2535.7187 | 2493.5485 | 6820.559 | 5997.2891 | 6477.7011 | 6535.819 | 5310.869 | 5226.9072 | 5367.0876 | 5320.9994 | 5464.4567
NSW | N3 | Central-West Orana | Solar | 3067.4265 | 2940.7834 | 3119.2296 | 4729.4884 | 5319.9822 | 5297.5285 | 5221.9257 | 5147.5202 | 5034.2516 | 5454.6897 | 5164.4011 | 4319.7546 | 4438.6442 | 4708.6933 | 4518.1824 | 7673.7348 | 6975.5162 | 12865.2044 | 13629.0275 | 13684.4055 | 11722.6744 | 11595.2165 | 11916.7337 | 10868.3697 | 11821.2882
NSW | N4 | Broken Hill | Solar | 375.0846 | 390.3167 | 343.8981 | 410.7754 | 434.4202 | 428.8538 | 432.7268 | 404.5268 | 425.7909 | 439.2087 | 427.5205 | 376.0506 | 390.0637 | 390.9048 | 374.788 | 391.1648 | 343.9696 | 588.5591 | 578.2613 | 616.1631 | 562.1733 | 544.633 | 524.5846 | 503.2941 | 535.6382
NSW | N5 | South West NSW | Solar | 3258.4755 | 4902.5097 | 4470.676 | 5294.8968 | 5600.3776 | 5415.9047 | 5613.8927 | 5390.5941 | 5249.3851 | 5546.4341 | 5353.4045 | 4829.8805 | 5009.2633 | 4967.9581 | 4679.2687 | 5039.283 | 4550.6732 | 3985.1276 | 4128.5525 | 4313.5314 | 7982.0019 | 7761.2422 | 7466.8021 | 6436.8165 | 6857.2675
NSW | N6 | Wagga Wagga | Solar | 3343.8062 | 3310.2748 | 2872.6627 | 3491.035 | 3769.0799 | 3575.4147 | 3717.011 | 3634.0676 | 3546.3246 | 3743.28 | 3608.9217 | 3110.4103 | 3273.5184 | 3308.6857 | 3057.5027 | 3318.6661 | 3036.1215 | 2792.9858 | 2893.4828 | 3017.1088 | 2656.002 | 2626.3873 | 2590.2708 | 2352.5929 | 2454.5572
NSW | N7 | Tumut | Solar | 0 | 0 | 0 | 0 | 0 | 0 | 0 | 0 | 0 | 0 | 0 | 0 | 0 | 0 | 0 | 0 | 0 | 0 | 0 | 0 | 0 | 0 | 0 | 0 | 0
NSW | N8 | Cooma-Monaro | Solar | 0 | 0 | 0 | 0 | 0 | 0 | 0 | 0 | 0 | 0 | 0 | 0 | 0 | 0 | 0 | 0 | 0 | 0 | 0 | 0 | 0 | 0 | 0 | 0 | 0
NSW | N9 | Hunter-Central Coast | Solar | 0 | 0 | 0 | 0 | 0 | 0 | 0 | 0 | 0 | 0 | 0 | 0 | 0 | 0 | 0 | 0 | 0 | 0 | 0 | 0 | 0 | 0 | 0 | 0 | 0
VIC | V1 | Ovens Murray | Solar | 3.1034e-06 | 3.4686e-06 | 5.3642e-06 | 4.2398e-05 | 4.4287e-05 | 3.9875e-05 | 4.3968e-05 | 4.2811e-05 | 5.5988e-05 | 5.9139e-05 | 5.7159e-05 | 4.9877e-05 | 5.0992e-05 | 5.3508e-05 | 4.7582e-05 | 5.6163e-05 | 5.478e-05 | 0.00042249 | 0.00043273 | 0.00043747 | 0.00039616 | 0.00040907 | 0.00043114 | 0.00038232 | 0.00042756
VIC | V2 | Murray River | Solar | 1310.0849 | 1313.2066 | 1313.0984 | 5167.3948 | 6009.6185 | 5741.833 | 5851.8643 | 5726.6641 | 7097.7978 | 7319.5111 | 7361.6328 | 6316.2386 | 6495.792 | 6237.7513 | 6058.4265 | 6164.1103 | 6035.7802 | 6353.4207 | 6715.7407 | 6931.2323 | 6186.9416 | 6416.9787 | 6144.8812 | 5488.1341 | 5533.7646
VIC | V3 | Western Victoria | Solar | 2.9236e-06 | 3.3788e-06 | 3.992e-06 | 2.2633e-05 | 2.2623e-05 | 2.1209e-05 | 2.278e-05 | 2.2656e-05 | 3.1585e-05 | 3.3376e-05 | 3.3003e-05 | 2.647e-05 | 2.8339e-05 | 2.8774e-05 | 2.6889e-05 | 2.8796e-05 | 3.2446e-05 | 7.0397e-05 | 8.7334e-05 | 9.0038e-05 | 7.5103e-05 | 8.1059e-05 | 8.3643e-05 | 7.7621e-05 | 8.3152e-05
VIC | V4 | South West Victoria | Solar | 0 | 0 | 0 | 0 | 0 | 0 | 0 | 0 | 0 | 0 | 0 | 0 | 0 | 0 | 0 | 0 | 0 | 0 | 0 | 0 | 0 | 0 | 0 | 0 | 0
VIC | V5 | Gippsland | Solar | 115.229 | 106.9204 | 96.5746 | 113.0803 | 118.1351 | 112.8976 | 109.9287 | 113.1447 | 129.3253 | 132.4088 | 127.1985 | 105.0213 | 107.5772 | 106.2427 | 101.8216 | 99.7054 | 102.134 | 107.1507 | 113.9824 | 112.5513 | 91.3851 | 90.3165 | 88.6682 | 83.7169 | 82.1041
VIC | V6 | Central North VIC | Solar | 1046.2918 | 986.3105 | 984.9859 | 1378.3746 | 1363.156 | 1312.3192 | 1339.7562 | 1318.7962 | 1383.8613 | 1457.7501 | 1441.2733 | 1267.6127 | 1313.5748 | 1235.1242 | 1206.8592 | 1228.05 | 1209.3588 | 1259.6926 | 1205.1887 | 1229.6838 | 1054.8774 | 1064.8824 | 1005.9173 | 948.8983 | 977.1783
SA | S1 | South East SA | Solar | 706.8871 | 842.4279 | 755.7632 | 750.2151 | 725.5937 | 717.9836 | 697.5671 | 705.0251 | 753.2591 | 757.8107 | 780.9404 | 632.3338 | 662.1868 | 669.4919 | 651.2199 | 630.3121 | 635.6948 | 580.6767 | 579.7578 | 589.1895 | 508.5623 | 519.7484 | 489.8815 | 344.6608 | 354.6376
SA | S2 | Riverland | Solar | 84.7398 | 102.9207 | 87.1249 | 86.9928 | 89.2273 | 77.9614 | 77.8111 | 78.4358 | 82.1782 | 80.5323 | 86.2561 | 66.7785 | 70.4521 | 73.6863 | 71.5503 | 57.7308 | 57.5206 | 53.5654 | 52.8764 | 45.6512 | 37.9087 | 39.1664 | 37.7931 | 36.4179 | 37.3472
SA | S3 | Mid-North SA | Solar | 3.2879e-06 | 4.1196e-06 | 5.8431e-06 | 2.0627e-05 | 2.1332e-05 | 2.0393e-05 | 2.113e-05 | 2.105e-05 | 2.0819e-05 | 2.0303e-05 | 2.1252e-05 | 3.7144e-05 | 3.9031e-05 | 4.0559e-05 | 3.8739e-05 | 5.4067e-05 | 8.2971e-05 | 9.4027e-05 | 9.0644e-05 | 9.4508e-05 | 8.3543e-05 | 8.9818e-05 | 9.183e-05 | 8.7934e-05 | 9.1387e-05
SA | S4 | Yorke Peninsula | Solar | 0 | 0 | 0 | 0 | 0 | 0 | 0 | 0 | 0 | 0 | 0 | 0 | 0 | 0 | 0 | 0 | 0 | 0 | 0 | 0 | 0 | 0 | 0 | 0 | 0
SA | S5 | Northern SA | Solar | 569.9207 | 697.8076 | 681.4894 | 642.2019 | 622.8301 | 644.6242 | 614.2114 | 576.2069 | 612.5964 | 616.5634 | 638.4591 | 577.8095 | 562.5265 | 564.4003 | 575.5145 | 563.1362 | 540.2629 | 492.6191 | 117.3933 | 107.2813 | 103.1863 | 0.00011893 | 0.00011985 | 0.00011484 | 0.00011997
SA | S6 | Leigh Creek | Solar | 4.9005e-06 | 5.8543e-06 | 1.2544e-05 | 1901.2332 | 1879.8635 | 1942.0651 | 1857.5885 | 1763.6248 | 1930.7256 | 1988.6444 | 2055.8298 | 3839.6833 | 3817.1301 | 3919.9568 | 4070.2117 | 6404.96 | 6103.9863 | 9075.473 | 9675.415 | 10177.273 | 8817.039 | 8429.211 | 8017.638 | 7873.7896 | 8133.766
SA | S7 | Roxby Downs | Solar | 3.5559e-06 | 4.4441e-06 | 7.7197e-06 | 3.1801e-05 | 3.2801e-05 | 3.2257e-05 | 3.2342e-05 | 3.131e-05 | 3.2525e-05 | 3.1461e-05 | 3.2754e-05 | 6.0325e-05 | 6.2342e-05 | 7.8801e-05 | 7.7468e-05 | 7.8848e-05 | 0.0001054 | 0.00010469 | 0.0001773 | 0.00018513 | 0.00016556 | 0.00017516 | 0.00017886 | 0.0001758 | 0.00017649
SA | S8 | Eastern Eyre Peninsula | Solar | 2.7083e-06 | 3.514e-06 | 4.232e-06 | 1.2645e-05 | 1.323e-05 | 1.2294e-05 | 1.2645e-05 | 1.2721e-05 | 1.2988e-05 | 1.2321e-05 | 1.3899e-05 | 1.8027e-05 | 1.9409e-05 | 2.2176e-05 | 2.0886e-05 | 2.9404e-05 | 3.783e-05 | 5.2541e-05 | 4.9407e-05 | 5.2241e-05 | 4.4357e-05 | 5.2283e-05 | 5.4784e-05 | 5.1437e-05 | 5.2687e-05
SA | S9 | Western Eyre Peninsula | Solar | 2.535e-06 | 3.093e-06 | 4.2012e-06 | 1.1645e-05 | 1.1955e-05 | 1.1435e-05 | 1.1818e-05 | 1.1659e-05 | 1.1764e-05 | 1.1409e-05 | 1.2044e-05 | 1.7825e-05 | 1.8906e-05 | 2.3109e-05 | 2.339e-05 | 3.1301e-05 | 3.9702e-05 | 4.4744e-05 | 4.2647e-05 | 4.3898e-05 | 3.9556e-05 | 4.6495e-05 | 4.8126e-05 | 4.6418e-05 | 4.7743e-05
TAS | T1 | North East Tasmania | Solar | 3.5561e-06 | 3.5769e-06 | 3.0971e-06 | 4.4119e-06 | 4.4352e-06 | 4.4614e-06 | 6.3561e-06 | 6.7279e-06 | 6.4102e-06 | 6.6695e-06 | 6.3862e-06 | 5.4463e-06 | 5.4472e-06 | 6.6089e-06 | 6.6252e-06 | 8.2769e-06 | 9.0028e-06 | 1.201e-05 | 1.2761e-05 | 1.2166e-05 | 1.2092e-05 | 1.2594e-05 | 1.8419e-05 | 1.642e-05 | 1.7217e-05
TAS | T2 | North West Tasmania | Solar | 4.8612e-06 | 8.1879e-06 | 6.6978e-06 | 7.3934e-06 | 7.2595e-06 | 6.6476e-06 | 6.9442e-06 | 7.7204e-06 | 6.9017e-06 | 7.2366e-06 | 1.0167e-05 | 1.3236e-05 | 1.409e-05 | 8.891e-05 | 8.1333e-05 | 8.3213e-05 | 9.184e-05 | 8.3521e-05 | 8.5074e-05 | 8.3588e-05 | 7.2422e-05 | 7.82e-05 | 8.1222e-05 | 7.4144e-05 | 7.4745e-05
TAS | T3 | Central Highlands | Solar | 3.0039e-06 | 2.8715e-06 | 2.3463e-06 | 3.5678e-06 | 3.8091e-06 | 4.1391e-06 | 5.7439e-06 | 6.105e-06 | 5.5787e-06 | 5.6904e-06 | 5.5738e-06 | 5.118e-06 | 4.9234e-06 | 6.0349e-06 | 6.4709e-06 | 7.8965e-06 | 8.6394e-06 | 1.1359e-05 | 1.2068e-05 | 1.1943e-05 | 1.1499e-05 | 1.1528e-05 | 1.7639e-05 | 1.6464e-05 | 1.7011e-05
Region | REZ | REZ Name | Technology | 2026-27 | 2027-28 | 2028-29 | 2029-30 | 2030-31 | 2031-32 | 2032-33 | 2033-34 | 2034-35 | 2035-36 | 2036-37 | 2037-38 | 2038-39 | 2039-40 | 2040-41 | 2041-42 | 2042-43 | 2043-44 | 2044-45 | 2045-46 | 2046-47 | 2047-48 | 2048-49 | 2049-50 | 2050-51
QLD | Q1 | Far North QLD | Wind | 1050.287 | 1105.0935 | 1143.8986 | 2918.5125 | 3081.8148 | 3324.8686 | 3150.1782 | 2735.812 | 2932.7531 | 3056.1216 | 2982.1498 | 2895.3318 | 3078.6976 | 3105.9191 | 3120.7269 | 3029.8763 | 2568.5762 | 2315.3869 | 2385.4187 | 2317.8734 | 2163.9636 | 2294.0261 | 1693.196 | 1756.7257 | 1711.1692
QLD | Q2 | North Qld Clean Energy Hub | Wind | 128.5681 | 131.6211 | 107.4794 | 97.8161 | 111.2624 | 128.7468 | 126.1231 | 114.3417 | 125.0651 | 132.3435 | 136.2477 | 110.7456 | 108.0023 | 120.5467 | 127.1408 | 127.4214 | 114.5215 | 124.4831 | 131.878 | 136.4201 | 103.1618 | 100.4723 | 110.6607 | 117.1329 | 118.0606
QLD | Q3 | Northern Qld | Wind | 0 | 0 | 0 | 0 | 0 | 0 | 0 | 0 | 0 | 0 | 0 | 0 | 0 | 0 | 0 | 0 | 0 | 0 | 0 | 0 | 0 | 0 | 0 | 0 | 0
QLD | Q4 | Isaac | Wind | 1073.6716 | 1012.8602 | 1075.3812 | 3600.7313 | 3888.1623 | 4351.6431 | 3994.0985 | 3819.6311 | 4417.1776 | 4402.7295 | 4288.4136 | 4300.3583 | 4287.151 | 4512.3749 | 4771.5688 | 4467.0904 | 4193.0492 | 4214.6154 | 4161.4037 | 4067.2421 | 4066.4215 | 4029.7001 | 4227.6775 | 4537.5457 | 4231.2166
QLD | Q5 | Barcaldine | Wind | 5.1005e-06 | 5.1074e-06 | 7.8592e-06 | 5.3898e-05 | 5.7995e-05 | 5.9487e-05 | 6.3112e-05 | 5.8841e-05 | 268.2466 | 277.2103 | 261.1791 | 280.6777 | 268.0899 | 295.9815 | 283.0959 | 295.214 | 269.2301 | 266.646 | 270.5916 | 254.5026 | 261.1292 | 250.604 | 272.587 | 267.9722 | 278.3876
QLD | Q6 | Fitzroy | Wind | 5.8961e-06 | 6.5952e-06 | 1.2889e-05 | 2693.5737 | 2717.4097 | 2820.1301 | 2814.8357 | 2653.946 | 4004.3596 | 3842.1106 | 3752.6453 | 6981.0656 | 7032.8022 | 6940.3425 | 6894.467 | 6936.917 | 6487.9102 | 6533.8186 | 7256.239 | 7141.8477 | 9126.3187 | 9084.7995 | 8868.798 | 8950.3513 | 8999.342
QLD | Q7 | Wide Bay | Wind | 4.4505e-06 | 4.3804e-06 | 8.4333e-06 | 0.00026572 | 0.00027739 | 0.00024781 | 0.00026637 | 0.00025479 | 0.00023569 | 0.00024488 | 0.00021863 | 0.00026713 | 0.00027367 | 0.00026955 | 0.00024471 | 0.00025503 | 0.00024405 | 0.0002272 | 0.00022198 | 0.0002096 | 148.0932 | 150.1868 | 148.4354 | 137.8696 | 145.5507
QLD | Q8 | Darling Downs | Wind | 4795.5667 | 5030.9998 | 5120.6877 | 13842.6175 | 14594.2761 | 13721.5724 | 14570.1391 | 13914.2816 | 15781.5268 | 16356.7625 | 16501.6319 | 16731.1038 | 16230.9154 | 16502.3558 | 15121.0658 | 16622.9103 | 18680.5743 | 18154.5217 | 17611.2581 | 17555.3622 | 17891.2622 | 17107.4437 | 17185.4071 | 16263.8555 | 17817.9431
QLD | Q9 | Banana | Wind | 4.4501e-06 | 4.6109e-06 | 7.4035e-06 | 0.00018938 | 0.00019782 | 0.00018318 | 0.00019666 | 0.000184 | 0.00019474 | 0.00020217 | 0.00018897 | 1040.9331 | 1024.1996 | 1042.2527 | 982.2188 | 1040.8047 | 961.1336 | 968.0226 | 985.7835 | 940.4505 | 2193.3251 | 2147.3268 | 2160.7551 | 2070.7027 | 2186.7149
NSW | N1 | North West NSW | Wind | 0 | 0 | 0 | 0 | 0 | 0 | 0 | 0 | 0 | 0 | 0 | 0 | 0 | 0 | 0 | 0 | 0 | 0 | 0 | 0 | 0 | 0 | 0 | 0 | 0
NSW | N2 | New England | Wind | 1251.471 | 2172.9184 | 6452.0332 | 8590.3483 | 9088.5144 | 8742.9858 | 9251.1834 | 8987.2023 | 8936.2906 | 9368.4793 | 17468.1538 | 24250.9824 | 21529.4759 | 22083.9238 | 20599.6123 | 21897.5307 | 20900.3259 | 19629.74 | 20552.0235 | 21330.5263 | 22834.7053 | 20170.4424 | 20569.485 | 19105.7787 | 20490.165
NSW | N3 | Central-West Orana | Wind | 1933.5102 | 2419.0145 | 3231.3723 | 4283.7419 | 4368.8721 | 4249.9182 | 4452.1934 | 4329.9322 | 4311.7531 | 4616.9206 | 4607.6238 | 4446.7085 | 4169.4549 | 4130.9339 | 3998.7523 | 4273.4252 | 4091.6145 | 3921.5868 | 4136.4273 | 4311.9506 | 4288.742 | 3906.4108 | 3859.2711 | 3489.0705 | 3708.2852
NSW | N4 | Broken Hill | Wind | 633.4629 | 626.3815 | 590.2418 | 631.0707 | 654.4779 | 663.0898 | 634.7528 | 602.3798 | 609.6929 | 651.8384 | 636.9275 | 594.1174 | 622.8243 | 628.8969 | 629.2857 | 612.5174 | 569.2329 | 0.00021605 | 0.00023131 | 94.3231 | 89.3586 | 93.5731 | 92.2694 | 95.2751 | 91.7343
NSW | N5 | South West NSW | Wind | 1.6036e-05 | 2.1627e-05 | 1.8394e-05 | 0.00016642 | 0.00016632 | 0.00017585 | 0.00016095 | 0.00016087 | 0.00015609 | 0.00017323 | 0.00017011 | 0.00013553 | 0.00014597 | 0.00014913 | 0.00021213 | 0.00018833 | 0.00019078 | 0.00018295 | 0.00025988 | 0.00054678 | 0.00045365 | 0.00047997 | 0.00046415 | 0.00051918 | 0.0004815
NSW | N6 | Wagga Wagga | Wind | 1.2107e-05 | 1.6646e-05 | 1.5868e-05 | 5.6068e-05 | 5.3083e-05 | 5.5595e-05 | 5.4455e-05 | 5.45e-05 | 4.8107e-05 | 5.4805e-05 | 5.2716e-05 | 4.5983e-05 | 4.7329e-05 | 4.464e-05 | 6.3365e-05 | 5.9227e-05 | 6.2454e-05 | 5.4779e-05 | 7.5272e-05 | 0.00010772 | 0.00010101 | 0.00011234 | 0.0001056 | 0.00012536 | 0.00012168
NSW | N7 | Tumut | Wind | 0 | 0 | 0 | 0 | 0 | 0 | 0 | 0 | 0 | 0 | 0 | 0 | 0 | 0 | 0 | 0 | 0 | 0 | 0 | 0 | 0 | 0 | 0 | 0 | 0
NSW | N8 | Cooma-Monaro | Wind | 870.7859 | 1096.3561 | 1087.818 | 1150.7471 | 1249.6503 | 1290.2639 | 1155.6646 | 1190.0247 | 1180.5033 | 1266.0814 | 1174.716 | 1148.5123 | 1127.1233 | 1249.3095 | 1164.1139 | 1081.6116 | 1110.7913 | 1033.1805 | 1108.2261 | 1070.0411 | 1085.0906 | 1044.0017 | 1081.8816 | 1100.1873 | 1018.1276
NSW | N9 | Hunter-Central Coast | Wind | 924.3941 | 2011.1528 | 1929.9843 | 3715.1623 | 4145.6732 | 4068.9481 | 3982.1786 | 4139.4158 | 4040.0079 | 4335.5314 | 4828.4679 | 4681.5081 | 4265.5645 | 4486.0714 | 4327.8021 | 4382.6353 | 4455.5525 | 4138.2377 | 4380.5048 | 4528.5749 | 4777.5717 | 4192.2749 | 4349.0944 | 4205.3154 | 4297.4565
VIC | V1 | Ovens Murray | Wind | 0 | 0 | 0 | 0 | 0 | 0 | 0 | 0 | 0 | 0 | 0 | 0 | 0 | 0 | 0 | 0 | 0 | 0 | 0 | 0 | 0 | 0 | 0 | 0 | 0
VIC | V2 | Murray River | Wind | 0 | 0 | 0 | 0 | 0 | 0 | 0 | 0 | 0 | 0 | 0 | 0 | 0 | 0 | 0 | 0 | 0 | 0 | 0 | 0 | 0 | 0 | 0 | 0 | 0
VIC | V3 | Western Victoria | Wind | 4973.5178 | 5119.6406 | 4805.6307 | 7870.2572 | 7482.9999 | 8284.4885 | 7324.7039 | 7383.5044 | 6991.2404 | 7424.97 | 7583.4052 | 6732.8211 | 7063.183 | 6786.4309 | 7510.8316 | 6627.906 | 6610.0614 | 6310.2536 | 5521.6844 | 5757.9549 | 5059.4392 | 4681.5612 | 4469.6051 | 3353.033 | 3014.8033
VIC | V4 | South West Victoria | Wind | 9176.712 | 9369.8981 | 8530.9933 | 10871.0296 | 10426.7317 | 11672.2444 | 10027.1492 | 10207.039 | 10746.6078 | 11385.6721 | 11675.3225 | 10164.2028 | 9831.0389 | 9341.5488 | 9904.7869 | 8472.3035 | 8585.4335 | 9320.6623 | 9868.1116 | 8244.5879 | 7543.0341 | 9272.1741 | 8848.7086 | 9991.6535 | 8562.7168
VIC | V5 | Gippsland | Wind | 6.2755e-06 | 1.1315e-05 | 1.8334e-05 | 1519.0709 | 1464.7517 | 1617.8966 | 1464.6253 | 1459.9931 | 1542.0052 | 1561.8703 | 1707.6578 | 1493.0338 | 1496.1967 | 1439.4045 | 1580.452 | 1432.6875 | 1427.9307 | 1477.6938 | 1505.5931 | 1672.2208 | 1443.5811 | 1437.3659 | 1387.5432 | 1535.9141 | 1384.1291
VIC | V6 | Central North VIC | Wind | 5.5036e-06 | 7.8896e-06 | 1.1954e-05 | 0.00021571 | 0.00021325 | 0.00022921 | 0.00022725 | 0.00022689 | 0.00019193 | 0.00021316 | 0.00020542 | 0.00017714 | 0.00018519 | 0.00017136 | 0.00018122 | 0.00017994 | 0.00018435 | 0.00016178 | 0.00017552 | 0.00017976 | 0.0001625 | 0.00020289 | 0.00019087 | 0.00021211 | 0.00021254
SA | S1 | South East SA | Wind | 681.3813 | 766.7835 | 637.4623 | 615.6829 | 610.1155 | 726.958 | 630.2391 | 624.0061 | 648.5667 | 439.324 | 452.5767 | 372.6062 | 645.0892 | 622.0661 | 623.0139 | 559.5073 | 843.1632 | 792.533 | 866.7178 | 910.6011 | 785.3975 | 833.2044 | 772.9406 | 859.9524 | 774.5402
SA | S2 | Riverland | Wind | 4.5227e-06 | 5.7633e-06 | 6.5548e-06 | 1.7616e-05 | 1.7106e-05 | 1.7434e-05 | 1.629e-05 | 1.728e-05 | 1.5461e-05 | 3.8488e-05 | 3.6829e-05 | 3.0743e-05 | 4.1838e-05 | 4.2869e-05 | 4.8404e-05 | 4.2854e-05 | 4.9629e-05 | 4.5466e-05 | 6.9874e-05 | 6.7926e-05 | 5.8472e-05 | 7.7948e-05 | 7.6498e-05 | 8.1918e-05 | 7.2568e-05
SA | S3 | Mid-North SA | Wind | 5174.6454 | 5578.1795 | 5221.561 | 5187.1894 | 5210.973 | 5570.0348 | 4951.6411 | 4870.929 | 4566.6937 | 5688.5325 | 5064.579 | 4591.9678 | 4828.8841 | 3962.5899 | 4259.2716 | 3781.0815 | 3956.738 | 3082.2962 | 3663.9901 | 3620.8352 | 3181.92 | 3290.8139 | 3242.1636 | 3467.8099 | 3153.9157
SA | S4 | Yorke Peninsula | Wind | 224.7586 | 255.5781 | 250.1552 | 232.2516 | 225.0461 | 8.649e-05 | 7.759e-05 | 8.2025e-05 | 7.2817e-05 | 0.00013367 | 0.00012161 | 0.00011077 | 0.00026041 | 0.00028895 | 0.00032234 | 0.00027649 | 0.00029542 | 0.0002645 | 0.00041679 | 0.0003983 | 0.00036534 | 0.00038114 | 0.00036075 | 0.00040656 | 0.00035542
SA | S5 | Northern SA | Wind | 1234.414 | 1360.6375 | 1278.6221 | 1227.199 | 1249.5064 | 1264.5682 | 1141.8122 | 1197.3993 | 1177.4524 | 1282.9631 | 1312.8426 | 1198.9084 | 1204.2111 | 1237.3017 | 1255.6986 | 1117.0266 | 1168.6021 | 1106.7719 | 1202.5794 | 576.7939 | 467.3789 | 466.244 | 477.666 | 518.1109 | 473.9377
SA | S6 | Leigh Creek | Wind | 7.4623e-06 | 1.085e-05 | 643.8739 | 4221.3788 | 4255.717 | 4331.1199 | 4137.4051 | 4040.9916 | 3876.3774 | 4150.299 | 4113.3494 | 4285.8411 | 4138.381 | 4203.051 | 4275.3556 | 4041.8292 | 3932.6268 | 3659.1599 | 3889.25 | 3865.0925 | 6609.5679 | 6381.8762 | 6340.2261 | 6408.0389 | 6178.263
SA | S7 | Roxby Downs | Wind | 0 | 0 | 0 | 0 | 0 | 0 | 0 | 0 | 0 | 0 | 0 | 0 | 0 | 0 | 0 | 0 | 0 | 0 | 0 | 0 | 0 | 0 | 0 | 0 | 0
SA | S8 | Eastern Eyre Peninsula | Wind | 307.736 | 336.2713 | 351.9436 | 332.6997 | 170.5494 | 158.8103 | 134.4598 | 136.1199 | 137.6883 | 0.00030241 | 0.00027729 | 0.00026335 | 0.0029987 | 511.7743 | 571.6062 | 487.0522 | 505.12 | 460.2419 | 527.9585 | 501.2053 | 477.6745 | 489.7436 | 478.3715 | 525.8419 | 459.3271
SA | S9 | Western Eyre Peninsula | Wind | 6.0842e-06 | 7.6875e-06 | 1.2611e-05 | 6.1588e-05 | 6.0187e-05 | 6.4762e-05 | 6.0209e-05 | 6.0419e-05 | 5.2739e-05 | 8.0835e-05 | 7.869e-05 | 7.7999e-05 | 8.9101e-05 | 0.00012031 | 0.00018606 | 0.00016616 | 0.00016966 | 0.00014829 | 0.00018311 | 0.00017633 | 0.0001695 | 0.00017209 | 0.00016666 | 0.00018604 | 0.00016823
TAS | T1 | North East Tasmania | Wind | 534.2868 | 550.0705 | 512.6884 | 446.6962 | 423.659 | 480.3791 | 439.7473 | 444.4637 | 474.6138 | 439.1398 | 553.0319 | 507.0116 | 480.0546 | 627.5338 | 685.7973 | 650.1135 | 677.2666 | 723.8361 | 672.9877 | 733.3256 | 677.7897 | 685.6686 | 615.4563 | 699.427 | 294.1518
TAS | T2 | North West Tasmania | Wind | 856.1373 | 850.6503 | 765.0999 | 700.4951 | 694.972 | 1021.254 | 1438.7753 | 1822.5592 | 2201.711 | 2576.6699 | 2574.3876 | 2386.7274 | 2352.9203 | 2171.4893 | 2352.2789 | 2321.2857 | 2255.5772 | 2330.1705 | 2421.7023 | 2513.8719 | 2372.9037 | 2404.0398 | 2143.4258 | 2376.7927 | 2029.4436
TAS | T3 | Central Highlands | Wind | 1827.8975 | 3208.9742 | 3429.2675 | 5525.0141 | 5539.3576 | 6148.7976 | 5900.3658 | 5724.5217 | 5960.1933 | 5911.3908 | 6536.0369 | 6334.3035 | 6689.3589 | 5987.6917 | 6155.8765 | 5961.5968 | 5915.8767 | 6073.9725 | 5761.0227 | 6375.8392 | 6107.1047 | 6356.3152 | 5648.178 | 5895.5886 | 5778.0342
Region | REZ | REZ Name | Technology | 2026-27 | 2027-28 | 2028-29 | 2029-30 | 2030-31 | 2031-32 | 2032-33 | 2033-34 | 2034-35 | 2035-36 | 2036-37 | 2037-38 | 2038-39 | 2039-40 | 2040-41 | 2041-42 | 2042-43 | 2043-44 | 2044-45 | 2045-46 | 2046-47 | 2047-48 | 2048-49 | 2049-50 | 2050-51
NSW | O1 | Hunter Coast | Offshore Wind | 1.1749e-06 | 1.3675e-06 | 1.4496e-06 | 2.8402e-06 | 2.7789e-06 | 2.4563e-06 | 2.9397e-06 | 3.7311e-06 | 3.6116e-06 | 3.5792e-06 | 3.6457e-06 | 4.2215e-06 | 3.5377e-06 | 4.3512e-06 | 3.9751e-06 | 5.1149e-06 | 6.577e-06 | 6.7344e-06 | 6.7148e-06 | 7.9709e-06 | 1.0126e-05 | 8.4051e-06 | 1.0696e-05 | 9.6928e-06 | 1.0024e-05
NSW | O2 | Illawarra Coast | Offshore Wind | 9.6964e-06 | 9.235e-06 | 1.0045e-05 | 1.4793e-05 | 1.4443e-05 | 1.4197e-05 | 1.4189e-05 | 1.4738e-05 | 1.3474e-05 | 1.4589e-05 | 1.317e-05 | 1.4485e-05 | 1.3382e-05 | 1.5813e-05 | 1.7419e-05 | 1.9541e-05 | 2.0414e-05 | 1.9345e-05 | 2.1989e-05 | 2.1481e-05 | 3.5796e-05 | 3.2696e-05 | 3.832e-05 | 3.9032e-05 | 3.7704e-05
VIC | O3 | Gippsland Coast | Offshore Wind | 4.0353e-06 | 4.3394e-06 | 1515.1177 | 5905.983 | 5843.7017 | 6392.9062 | 7737.401 | 10067.061 | 13907.023 | 14308.048 | 13623.9375 | 12942.218 | 12886.003 | 13233.531 | 14190.388 | 13449.237 | 14227.383 | 14088.106 | 14486.278 | 14763.77 | 14352.666 | 14177.505 | 13494.089 | 14837.273 | 13854.557
TAS | O4 | North West Tasmania Coast | Offshore Wind | 6.5295e-06 | 6.8758e-06 | 6.7556e-06 | 7.3626e-06 | 7.2416e-06 | 1.0131e-05 | 1.0178e-05 | 1.1125e-05 | 9.9321e-06 | 1.0828e-05 | 1.0364e-05 | 9.6563e-06 | 1.0064e-05 | 1.6796e-05 | 1.8276e-05 | 1.6226e-05 | 1.66e-05 | 1.6555e-05 | 1.7237e-05 | 1.6998e-05 | 1.6547e-05 | 1.6768e-05 | 1.6842e-05 | 1.8882e-05 | 1.6815e-05
VIC | O5 | Portland Coast | Offshore Wind | 3.4231e-06 | 3.913e-06 | 2.5839e-05 | 0.075496 | 0.073724 | 0.078516 | 0.069976 | 0.070772 | 160.8371 | 1288.5381 | 4156.113 | 6588.9595 | 10188.805 | 10608.585 | 10984.996 | 10156.634 | 10486.632 | 10187.513 | 10675.967 | 11352.924 | 10802.758 | 11523.023 | 10740.208 | 11517.32 | 10468.073
SA | O6 | South East SA Coast | Offshore Wind | 2.9961e-06 | 3.4987e-06 | 3.8008e-06 | 9.1935e-06 | 7.9807e-06 | 8.2885e-06 | 8.3056e-06 | 8.8228e-06 | 8.1892e-06 | 8.4408e-06 | 8.611e-06 | 8.2881e-06 | 1.084e-05 | 1.0949e-05 | 1.2571e-05 | 1.258e-05 | 1.4827e-05 | 1.5631e-05 | 1.6444e-05 | 1.8161e-05 | 1.7769e-05 | 2.6363e-05 | 2.4672e-05 | 2.6359e-05 | 2.3727e-05

## ML1_REZ Capacity
Installed capacity by REZ (MW) - ML1, Step Change Scenario
Capacity calculated on 1 July. In early study years some wind and solar projects enter later in the financial year and are therefore reflected in the following financial year's capacity. REZ capacity includes capacity from the existing, committed and anticipated renewables mapped to the relevant REZs. Does not include capacity from renewables not in a REZ.
Non-scheduled generation including Distributed PV is not shown.
Region | REZ | REZ Name | Technology | 2026-27 | 2027-28 | 2028-29 | 2029-30 | 2030-31 | 2031-32 | 2032-33 | 2033-34 | 2034-35 | 2035-36 | 2036-37 | 2037-38 | 2038-39 | 2039-40 | 2040-41 | 2041-42 | 2042-43 | 2043-44 | 2044-45 | 2045-46 | 2046-47 | 2047-48 | 2048-49 | 2049-50 | 2050-51
QLD | Q1 | Far North QLD | Solar | 0 | 0 | 0 | 0 | 0 | 0 | 0 | 0 | 0 | 0 | 0 | 0 | 0 | 0 | 0 | 0 | 0 | 0 | 0 | 0 | 0 | 0 | 0 | 0 | 0
QLD | Q2 | North Qld Clean Energy Hub | Solar | 83 | 83 | 83 | 83 | 83 | 83 | 83 | 83 | 83 | 83 | 83 | 33 | 33 | 33 | 33 | 33 | 33 | 33 | 33 | 33 | 18 | 18 | 0 | 0 | 0
QLD | Q3 | Northern Qld | Solar | 513.997 | 513.997 | 513.997 | 513.997 | 513.997 | 513.997 | 513.997 | 852.0439 | 852.0439 | 852.0439 | 852.0439 | 852.0439 | 852.0439 | 852.0439 | 852.0439 | 852.0439 | 1504.5392 | 1599.0838 | 1607.2712 | 1607.2712 | 2759.354 | 2648.954 | 2778.2288 | 2778.2288 | 2645.6318
QLD | Q4 | Isaac | Solar | 684.9 | 684.9 | 684.9 | 684.9 | 684.9 | 684.9 | 684.9 | 684.9002 | 684.9002 | 684.9002 | 684.9002 | 684.9002 | 684.9002 | 684.9002 | 684.9002 | 684.9002 | 684.9002 | 684.9002 | 642.4002 | 642.4002 | 642.4002 | 642.4002 | 439.0369 | 281.5369 | 255.5369
QLD | Q5 | Barcaldine | Solar | 14 | 14 | 14 | 14 | 14 | 14 | 14 | 14 | 14.0003 | 14.0003 | 14.0003 | 14.0003 | 14.0003 | 14.0003 | 14.0003 | 14.0003 | 14.0003 | 0.00031686 | 61.5541 | 61.5541 | 61.5541 | 61.5541 | 74.3434 | 74.3434 | 74.3434
QLD | Q6 | Fitzroy | Solar | 401.5 | 401.5 | 401.5 | 401.5 | 401.5 | 401.5 | 401.5 | 428.6826 | 2530.6978 | 2530.6978 | 2530.6978 | 2530.6978 | 2530.6978 | 2530.6978 | 2530.6978 | 2581.7922 | 2990.62 | 3414.1226 | 3902.414 | 3902.414 | 6179.124 | 6179.124 | 6179.124 | 6179.124 | 6179.124
QLD | Q7 | Wide Bay | Solar | 607.83 | 607.83 | 607.83 | 636.6173 | 636.6173 | 636.6173 | 636.6173 | 636.6173 | 637.9376 | 637.9376 | 637.9376 | 637.9376 | 637.9376 | 637.9376 | 637.9376 | 726.9467 | 728.6256 | 770.5236 | 771.2545 | 776.0497 | 1522.0257 | 1522.0257 | 1556.2399 | 1469.2036 | 1469.2036
QLD | Q8 | Darling Downs | Solar | 1476.558 | 1476.558 | 1476.558 | 2364.0922 | 2364.0922 | 2364.0922 | 2364.0922 | 2364.0922 | 2395.472 | 2395.472 | 2274.472 | 2274.472 | 2274.472 | 2274.472 | 2274.472 | 3236.3513 | 5210.1762 | 6910.243 | 6807.283 | 7296.19 | 7538.14 | 7538.14 | 7503.64 | 7448 | 7448
QLD | Q9 | Banana | Solar | 0 | 0 | 0 | 2673.5073 | 2673.5073 | 2673.5073 | 2673.5073 | 2673.5073 | 2673.5073 | 2673.5073 | 2673.5073 | 2673.5073 | 2673.5073 | 2673.5073 | 5997.635 | 6100 | 6100 | 6100 | 6100 | 6100 | 6604.5254 | 6604.5254 | 7273.721 | 7273.721 | 7273.721
NSW | N1 | North West NSW | Solar | 227.3086 | 227.3086 | 227.3086 | 227.3086 | 227.3086 | 227.3086 | 227.3086 | 227.3086 | 227.3086 | 227.3086 | 227.3086 | 227.3086 | 227.3086 | 227.3086 | 230.1529 | 237.811 | 237.811 | 257.9408 | 257.9408 | 257.9408 | 255.1654 | 261.538 | 261.538 | 261.538 | 261.538
NSW | N2 | New England | Solar | 764.5853 | 764.5853 | 764.5853 | 764.5853 | 764.5853 | 764.5853 | 764.5853 | 764.5853 | 764.5853 | 764.5853 | 764.5853 | 764.5853 | 764.5853 | 764.5853 | 1299.7256 | 1299.7256 | 3540 | 3520 | 3520 | 3520 | 3520 | 3520 | 3520 | 3520 | 3520
NSW | N3 | Central-West Orana | Solar | 1739.095 | 1739.095 | 1739.095 | 2257.6282 | 2257.6282 | 2257.6282 | 2257.6282 | 2257.6282 | 2257.6282 | 2257.6282 | 2257.6282 | 2257.6282 | 2257.6282 | 2257.6282 | 2257.6282 | 3697.5733 | 3595.5483 | 7371.7565 | 7371.7565 | 7335.6765 | 7335.6765 | 7613.99 | 7563.99 | 7360.95 | 7291.2
NSW | N4 | Broken Hill | Solar | 200.0331 | 200.0331 | 200.0331 | 200.0331 | 200.0331 | 200.0331 | 200.0331 | 200.0331 | 200.0331 | 200.0331 | 200.0331 | 200.0331 | 200.0331 | 200.0331 | 200.0331 | 200.0331 | 200.0331 | 352.6812 | 352.6812 | 352.6812 | 357.2424 | 357.2424 | 357.2424 | 357.2424 | 357.2424
NSW | N5 | South West NSW | Solar | 1845.5179 | 2475.8015 | 2475.8015 | 2475.8015 | 2475.8015 | 2475.8015 | 2475.8015 | 2475.8015 | 2475.8015 | 2475.8015 | 2475.8015 | 2475.8015 | 2475.8015 | 2475.8015 | 2475.8015 | 2475.8015 | 2475.8015 | 2325.5015 | 2325.5015 | 2325.5015 | 4873.787 | 4873.787 | 4873.787 | 4482.627 | 4233.647
NSW | N6 | Wagga Wagga | Solar | 1691.028 | 1691.028 | 1691.028 | 1691.028 | 1691.028 | 1691.028 | 1691.028 | 1691.028 | 1691.028 | 1691.028 | 1691.028 | 1691.028 | 1691.028 | 1691.028 | 1691.028 | 1691.028 | 1691.028 | 1691.028 | 1691.028 | 1691.028 | 1691.028 | 1691.028 | 1691.028 | 1691.028 | 1498
NSW | N7 | Tumut | Solar | 0 | 0 | 0 | 0 | 0 | 0 | 0 | 0 | 0 | 0 | 0 | 0 | 0 | 0 | 0 | 0 | 0 | 0 | 0 | 0 | 0 | 0 | 0 | 0 | 0
NSW | N8 | Cooma-Monaro | Solar | 0 | 0 | 0 | 0 | 0 | 0 | 0 | 0 | 0 | 0 | 0 | 0 | 0 | 0 | 0 | 0 | 0 | 0 | 0 | 0 | 0 | 0 | 0 | 0 | 0
NSW | N9 | Hunter-Central Coast | Solar | 0 | 0 | 0 | 0 | 0 | 0 | 0 | 0 | 0 | 0 | 0 | 0 | 0 | 0 | 0 | 0 | 0 | 0 | 0 | 0 | 0 | 0 | 0 | 0 | 0
VIC | V1 | Ovens Murray | Solar | 0 | 0 | 0 | 0 | 0 | 0 | 0 | 0 | 0 | 0 | 0 | 0 | 0 | 0 | 0 | 0 | 0 | 0.00033454 | 0.00033461 | 0.00033462 | 0.00033466 | 0.00033468 | 0.00033473 | 0.00033474 | 0.00033476
VIC | V2 | Murray River | Solar | 774.093 | 774.093 | 774.093 | 3055.0159 | 3055.0159 | 3055.0159 | 3055.0159 | 3055.0159 | 3676.8923 | 3676.8923 | 3676.8923 | 3676.8923 | 3676.8923 | 3676.8923 | 3676.8923 | 3676.8923 | 3676.8923 | 4009.388 | 4009.388 | 3978.285 | 4301.592 | 4622.7222 | 4465.1008 | 4067.6508 | 3975.0908
VIC | V3 | Western Victoria | Solar | 0 | 0 | 0 | 0 | 0 | 0 | 0 | 0 | 0 | 0 | 0 | 0 | 0 | 0 | 0 | 0 | 0 | 0 | 0 | 0 | 0 | 0 | 0 | 0 | 0
VIC | V4 | South West Victoria | Solar | 0 | 0 | 0 | 0 | 0 | 0 | 0 | 0 | 0 | 0 | 0 | 0 | 0 | 0 | 0 | 0 | 0 | 0 | 0 | 0 | 0 | 0 | 0 | 0 | 0
VIC | V5 | Gippsland | Solar | 77 | 77 | 77 | 77 | 77 | 77 | 77 | 77 | 77 | 77 | 77 | 77 | 77 | 77 | 77 | 77 | 77 | 77 | 77 | 77 | 77 | 77 | 77 | 77 | 77
VIC | V6 | Central North VIC | Solar | 622.48 | 622.48 | 622.48 | 743.8631 | 743.8631 | 743.8631 | 743.8631 | 743.8631 | 743.8631 | 743.8631 | 743.8631 | 743.8631 | 743.8631 | 743.8631 | 743.8631 | 743.8631 | 743.8631 | 831.1484 | 720.6684 | 720.6684 | 720.6684 | 720.6684 | 720.6684 | 720.6684 | 720.6684
SA | S1 | South East SA | Solar | 512.16 | 512.16 | 512.16 | 512.16 | 512.16 | 512.16 | 512.16 | 512.16 | 512.16 | 512.16 | 512.16 | 512.16 | 512.16 | 512.16 | 512.16 | 481.62 | 481.62 | 481.62 | 481.62 | 481.62 | 481.62 | 481.62 | 481.62 | 373.62 | 373.62
SA | S2 | Riverland | Solar | 55.26 | 55.26 | 55.26 | 55.26 | 55.26 | 49.14 | 49.14 | 49.14 | 49.14 | 49.14 | 49.14 | 49.14 | 49.14 | 49.14 | 49.14 | 37.38 | 37.38 | 37.38 | 37.38 | 30 | 30 | 30 | 30 | 30 | 30
SA | S3 | Mid-North SA | Solar | 0 | 0 | 0 | 0 | 0 | 0 | 0 | 0 | 0 | 0 | 0 | 0 | 0 | 0 | 0 | 0 | 0 | 0 | 0 | 0 | 0 | 0 | 0 | 0 | 0
SA | S4 | Yorke Peninsula | Solar | 0 | 0 | 0 | 0 | 0 | 0 | 0 | 0 | 0 | 0 | 0 | 0 | 0 | 0 | 0 | 0 | 0 | 0 | 0 | 0 | 0 | 0 | 0 | 0 | 0
SA | S5 | Northern SA | Solar | 349.2 | 349.2 | 349.2 | 349.2 | 349.2 | 349.2 | 349.2 | 349.2 | 349.2 | 349.2 | 349.2 | 349.2 | 349.2 | 349.2 | 349.2 | 349.2 | 349.2 | 349.2 | 79.2 | 79.2 | 79.2 | 0 | 0 | 0 | 0
SA | S6 | Leigh Creek | Solar | 0 | 0 | 0 | 993.4725 | 993.4725 | 993.4725 | 993.4725 | 993.4725 | 993.4725 | 993.4725 | 993.4725 | 2266.994 | 2266.994 | 2266.994 | 2293.7812 | 3592.8667 | 3592.8667 | 5721.086 | 5963.494 | 5963.494 | 5963.494 | 5963.494 | 5963.494 | 5963.494 | 5963.494
SA | S7 | Roxby Downs | Solar | 0 | 0 | 0 | 0 | 0 | 0 | 0 | 0 | 0 | 0 | 0 | 0 | 0 | 0 | 0 | 0 | 0 | 0 | 0.00011788 | 0.00011788 | 0.00011793 | 0.00011795 | 0.00011796 | 0.00011797 | 0.00011797
SA | S8 | Eastern Eyre Peninsula | Solar | 0 | 0 | 0 | 0 | 0 | 0 | 0 | 0 | 0 | 0 | 0 | 0 | 0 | 0 | 0 | 0 | 0 | 0 | 0 | 0 | 0 | 0 | 0 | 0 | 0
SA | S9 | Western Eyre Peninsula | Solar | 0 | 0 | 0 | 0 | 0 | 0 | 0 | 0 | 0 | 0 | 0 | 0 | 0 | 0 | 0 | 0 | 0 | 0 | 0 | 0 | 0 | 0 | 0 | 0 | 0
TAS | T1 | North East Tasmania | Solar | 0 | 0 | 0 | 0 | 0 | 0 | 0 | 0 | 0 | 0 | 0 | 0 | 0 | 0 | 0 | 0 | 0 | 0 | 0 | 0 | 0 | 0 | 0 | 0 | 0
TAS | T2 | North West Tasmania | Solar | 0 | 0 | 0 | 0 | 0 | 0 | 0 | 0 | 0 | 0 | 0 | 0 | 0 | 0 | 0 | 0 | 0 | 0 | 0 | 0 | 0 | 0 | 0 | 0 | 0
TAS | T3 | Central Highlands | Solar | 0 | 0 | 0 | 0 | 0 | 0 | 0 | 0 | 0 | 0 | 0 | 0 | 0 | 0 | 0 | 0 | 0 | 0 | 0 | 0 | 0 | 0 | 0 | 0 | 0
Region | REZ | REZ Name | Technology | 2026-27 | 2027-28 | 2028-29 | 2029-30 | 2030-31 | 2031-32 | 2032-33 | 2033-34 | 2034-35 | 2035-36 | 2036-37 | 2037-38 | 2038-39 | 2039-40 | 2040-41 | 2041-42 | 2042-43 | 2043-44 | 2044-45 | 2045-46 | 2046-47 | 2047-48 | 2048-49 | 2049-50 | 2050-51
QLD | Q1 | Far North QLD | Wind | 330.318 | 330.318 | 330.318 | 830.318 | 830.318 | 830.318 | 830.318 | 830.318 | 830.318 | 830.318 | 830.318 | 830.318 | 830.318 | 830.318 | 830.318 | 830.318 | 830.318 | 649.8 | 649.8 | 649.8 | 649.8 | 649.8 | 500 | 500 | 500
QLD | Q2 | North Qld Clean Energy Hub | Wind | 43.2 | 43.2 | 43.2 | 43.2 | 43.2 | 43.2 | 43.2 | 43.2 | 43.2 | 43.2 | 43.2 | 43.2 | 43.2 | 43.2 | 43.2 | 43.2 | 43.2 | 43.2 | 43.2 | 43.2 | 43.2 | 43.2 | 43.2 | 43.2 | 43.2
QLD | Q3 | Northern Qld | Wind | 0 | 0 | 0 | 0 | 0 | 0 | 0 | 0 | 0 | 0 | 0 | 0 | 0 | 0 | 0 | 0 | 0 | 0 | 0 | 0 | 0 | 0 | 0 | 0 | 0
QLD | Q4 | Isaac | Wind | 450 | 450 | 450 | 1450 | 1450 | 1450 | 1450 | 1450 | 1680.6309 | 1680.6309 | 1680.6309 | 1680.6309 | 1680.6309 | 1680.6309 | 1680.6309 | 1680.6309 | 1680.6309 | 1680.6309 | 1680.6309 | 1680.6309 | 1680.6309 | 1680.6309 | 1680.6309 | 1680.6309 | 1680.6309
QLD | Q5 | Barcaldine | Wind | 0 | 0 | 0 | 0 | 0 | 0 | 0 | 0 | 106.7142 | 106.7142 | 106.7142 | 110.1648 | 110.1648 | 110.1648 | 110.1648 | 110.1648 | 110.1648 | 111.3523 | 111.3523 | 111.3523 | 111.3523 | 111.3523 | 111.3523 | 111.3523 | 111.3523
QLD | Q6 | Fitzroy | Wind | 0 | 0 | 0 | 900 | 900 | 900 | 900 | 900 | 1418.6978 | 1418.6978 | 1418.6978 | 2507.1206 | 2507.1206 | 2507.1206 | 2507.1206 | 2507.1206 | 2507.1206 | 2507.1206 | 2961.613 | 2961.613 | 3500 | 3500 | 3500 | 3500 | 3500
QLD | Q7 | Wide Bay | Wind | 0 | 0 | 0 | 0 | 0 | 0 | 0 | 0 | 0 | 0 | 0 | 0 | 0 | 0 | 0 | 0 | 0 | 0 | 0 | 0 | 67.1932 | 67.1932 | 67.1932 | 67.1932 | 67.1932
QLD | Q8 | Darling Downs | Wind | 1800.89 | 1800.89 | 1800.89 | 5061.4288 | 5061.4288 | 5061.4288 | 5061.4288 | 5061.4288 | 5980.5304 | 5980.5304 | 5980.5304 | 5980.5304 | 5980.5304 | 5980.5304 | 5980.5304 | 5980.93 | 7148.89 | 7148.89 | 6696 | 6696 | 6696 | 6696 | 6696 | 6696 | 6696
QLD | Q9 | Banana | Wind | 0 | 0 | 0 | 0 | 0 | 0 | 0 | 0 | 0 | 0 | 0 | 416.4747 | 416.4747 | 416.4747 | 416.4747 | 416.4747 | 416.4747 | 416.4747 | 416.4747 | 416.4747 | 900 | 900 | 900 | 900 | 900
NSW | N1 | North West NSW | Wind | 0 | 0 | 0 | 0 | 0 | 0 | 0 | 0 | 0 | 0 | 0 | 0 | 0 | 0 | 0 | 0 | 0 | 0 | 0 | 0 | 0 | 0 | 0 | 0 | 0
NSW | N2 | New England | Wind | 442.48 | 719.1981 | 2093.894 | 2983.3884 | 2983.3884 | 2983.3884 | 2983.3884 | 2983.3884 | 2983.3884 | 2983.3884 | 5640.5884 | 7603.698 | 7431.218 | 7431.218 | 7431.218 | 7431.218 | 7431.218 | 7161.218 | 7400 | 7400 | 7400 | 7400 | 7400 | 7400 | 7400
NSW | N3 | Central-West Orana | Wind | 731.19 | 905.8235 | 1136.1499 | 1531.19 | 1531.19 | 1531.19 | 1531.19 | 1531.19 | 1531.19 | 1531.19 | 1531.19 | 1531.19 | 1531.19 | 1531.19 | 1531.19 | 1531.19 | 1531.19 | 1531.19 | 1531.19 | 1531.19 | 1531.19 | 1531.19 | 1531.19 | 1418 | 1418
NSW | N4 | Broken Hill | Wind | 198.94 | 198.94 | 198.94 | 198.94 | 198.94 | 198.94 | 198.94 | 198.94 | 198.94 | 198.94 | 198.94 | 198.94 | 198.94 | 198.94 | 198.94 | 198.94 | 198.94 | 0 | 0 | 38.1194 | 38.1194 | 38.1194 | 38.1194 | 38.1194 | 38.1194
NSW | N5 | South West NSW | Wind | 0 | 0 | 0 | 0 | 0 | 0 | 0 | 0 | 0 | 0 | 0 | 0 | 0 | 0 | 0 | 0 | 0 | 0 | 0 | 0.00020138 | 0.00020138 | 0.00020146 | 0.00020147 | 0.00020148 | 0.00020149
NSW | N6 | Wagga Wagga | Wind | 0 | 0 | 0 | 0 | 0 | 0 | 0 | 0 | 0 | 0 | 0 | 0 | 0 | 0 | 0 | 0 | 0 | 0 | 0 | 0 | 0 | 0 | 0 | 0 | 0
NSW | N7 | Tumut | Wind | 0 | 0 | 0 | 0 | 0 | 0 | 0 | 0 | 0 | 0 | 0 | 0 | 0 | 0 | 0 | 0 | 0 | 0 | 0 | 0 | 0 | 0 | 0 | 0 | 0
NSW | N8 | Cooma-Monaro | Wind | 283.6184 | 371.9898 | 371.9898 | 390.7122 | 390.7122 | 390.7122 | 390.7122 | 390.7122 | 390.7122 | 390.7122 | 390.7122 | 390.7122 | 390.7122 | 413 | 368.421 | 368.421 | 368.421 | 368.421 | 368.421 | 368.421 | 372.8 | 372.8 | 372.8 | 372.8 | 372.8
NSW | N9 | Hunter-Central Coast | Wind | 516 | 916 | 916 | 1655.6669 | 1655.6669 | 1655.6669 | 1655.6669 | 1655.6669 | 1655.6669 | 1655.6669 | 1916 | 1916 | 1916 | 1916 | 1916 | 1916 | 1916 | 1916 | 1916 | 1939.4428 | 2040.375 | 2040.375 | 2040.375 | 2040.375 | 2040.375
VIC | V1 | Ovens Murray | Wind | 0 | 0 | 0 | 0 | 0 | 0 | 0 | 0 | 0 | 0 | 0 | 0 | 0 | 0 | 0 | 0 | 0 | 0 | 0 | 0 | 0 | 0 | 0 | 0 | 0
VIC | V2 | Murray River | Wind | 0 | 0 | 0 | 0 | 0 | 0 | 0 | 0 | 0 | 0 | 0 | 0 | 0 | 0 | 0 | 0 | 0 | 0 | 0 | 0 | 0 | 0 | 0 | 0 | 0
VIC | V3 | Western Victoria | Wind | 1934.5 | 1934.5 | 1934.5 | 2763.5871 | 2711.0871 | 2711.0871 | 2711.0871 | 2711.0871 | 2519.0871 | 2519.0871 | 2519.0871 | 2519.0871 | 2519.0871 | 2519.0871 | 2519.0871 | 2519.0871 | 2488.0371 | 2356.8371 | 1964.8871 | 1964.8871 | 1964.8871 | 1696.1871 | 1696.1871 | 1038.0872 | 1038.0872
VIC | V4 | South West Victoria | Wind | 3170.66 | 3170.66 | 3170.66 | 3704.577 | 3704.577 | 3704.577 | 3704.577 | 3704.577 | 3704.577 | 3704.577 | 3704.577 | 3637.377 | 3217.377 | 3217.377 | 3035.677 | 3035.677 | 3016.177 | 3139.641 | 3139.641 | 2487.5928 | 2650.091 | 3146.987 | 3146.987 | 3146.987 | 3146.987
VIC | V5 | Gippsland | Wind | 0 | 0 | 0 | 500 | 500 | 500 | 500 | 500 | 500 | 500 | 500 | 500 | 500 | 500 | 500 | 500 | 500 | 500 | 500 | 500 | 500 | 500 | 500 | 500 | 500
VIC | V6 | Central North VIC | Wind | 0 | 0 | 0 | 0 | 0 | 0 | 0 | 0 | 0 | 0 | 0 | 0 | 0 | 0 | 0 | 0 | 0 | 0 | 0 | 0 | 0 | 0 | 0 | 0 | 0
SA | S1 | South East SA | Wind | 324.5 | 324.5 | 324.5 | 324.5 | 324.5 | 324.5 | 324.5 | 324.5 | 324.5 | 198 | 198 | 198.0001 | 248.9789 | 248.9789 | 209.9789 | 209.9789 | 317.1466 | 317.1466 | 317.1466 | 317.1466 | 317.1466 | 317.1467 | 317.1467 | 317.1467 | 317.1467
SA | S2 | Riverland | Wind | 0 | 0 | 0 | 0 | 0 | 0 | 0 | 0 | 0 | 0 | 0 | 0 | 0 | 0 | 0 | 0 | 0 | 0 | 0 | 0 | 0 | 0 | 0 | 0 | 0
SA | S3 | Mid-North SA | Wind | 1756.06 | 1756.06 | 1756.06 | 1815.7208 | 1815.7208 | 1815.7208 | 1815.7208 | 1717.0208 | 1717.0208 | 1859.7803 | 1674.9803 | 1674.9803 | 1746.9591 | 1420.2591 | 1420.2591 | 1420.2591 | 1420.2591 | 1206.3991 | 1254.2151 | 1254.2151 | 1254.2151 | 1267.864 | 1267.864 | 1267.864 | 1267.864
SA | S4 | Yorke Peninsula | Wind | 90.75 | 90.75 | 90.75 | 90.75 | 90.75 | 0 | 0 | 0 | 0 | 0 | 0 | 0 | 0 | 0.00010295 | 0.00010296 | 0.00010297 | 0.00010298 | 0.00010298 | 0.00013371 | 0.00013372 | 0.00013373 | 0.00013375 | 0.00013376 | 0.00013376 | 0.00013377
SA | S5 | Northern SA | Wind | 422.4 | 422.4 | 422.4 | 422.4 | 422.4 | 422.4 | 422.4 | 422.4 | 422.4 | 422.4 | 422.4 | 422.4 | 422.4 | 422.4 | 422.4 | 422.4 | 422.4 | 422.4 | 422.4 | 210 | 210 | 210 | 210 | 210 | 210
SA | S6 | Leigh Creek | Wind | 0 | 0 | 191.2355 | 1419.8082 | 1419.8082 | 1419.8082 | 1419.8082 | 1419.8082 | 1419.8082 | 1419.8082 | 1419.8082 | 1419.8082 | 1419.8082 | 1419.8082 | 1419.8082 | 1419.8082 | 1419.8082 | 1419.8082 | 1419.8082 | 1419.8082 | 2337.5177 | 2337.5177 | 2337.5177 | 2337.5177 | 2337.5177
SA | S7 | Roxby Downs | Wind | 0 | 0 | 0 | 0 | 0 | 0 | 0 | 0 | 0 | 0 | 0 | 0 | 0 | 0 | 0 | 0 | 0 | 0 | 0 | 0 | 0 | 0 | 0 | 0 | 0
SA | S8 | Eastern Eyre Peninsula | Wind | 136 | 136 | 136 | 136 | 70 | 70 | 70 | 70 | 70 | 0 | 0 | 0 | 0.0012333 | 200.08 | 200.08 | 200.08 | 200.08 | 200.08 | 200.0823 | 200.0823 | 200.0823 | 200.0823 | 200.0823 | 200.0823 | 200.0823
SA | S9 | Western Eyre Peninsula | Wind | 0 | 0 | 0 | 0 | 0 | 0 | 0 | 0 | 0 | 0 | 0 | 0 | 0 | 0 | 0 | 0 | 0 | 0 | 0 | 0 | 0 | 0 | 0 | 0 | 0
TAS | T1 | North East Tasmania | Wind | 168 | 168 | 168 | 168 | 168 | 168 | 168 | 168.0005 | 168.0005 | 168.0005 | 200.3778 | 200.3778 | 200.3778 | 269.6793 | 269.6793 | 269.6793 | 269.6793 | 269.6793 | 269.6793 | 269.6793 | 269.6793 | 269.6793 | 269.6793 | 269.6793 | 101.6793
TAS | T2 | North West Tasmania | Wind | 251.35 | 251.35 | 251.35 | 251.35 | 251.35 | 301.105 | 426.4931 | 551.8808 | 647.7861 | 734.685 | 734.685 | 734.685 | 734.685 | 764.0496 | 764.0496 | 764.0496 | 764.0496 | 764.0496 | 764.0496 | 764.0496 | 764.0496 | 764.0496 | 764.0496 | 764.0496 | 624.2996
TAS | T3 | Central Highlands | Wind | 427.4038 | 710.8076 | 994.2116 | 1290.6476 | 1410.333 | 1482.5263 | 1482.5263 | 1482.5263 | 1510.6683 | 1547.407 | 1638.8248 | 1758.5103 | 1878.1956 | 1909.3471 | 1909.3471 | 1909.3471 | 1909.3471 | 1909.3471 | 1765.3471 | 1765.3471 | 1765.3471 | 1765.3471 | 1765.3471 | 1765.3471 | 1765.3471
Region | REZ | REZ Name | Technology | 2026-27 | 2027-28 | 2028-29 | 2029-30 | 2030-31 | 2031-32 | 2032-33 | 2033-34 | 2034-35 | 2035-36 | 2036-37 | 2037-38 | 2038-39 | 2039-40 | 2040-41 | 2041-42 | 2042-43 | 2043-44 | 2044-45 | 2045-46 | 2046-47 | 2047-48 | 2048-49 | 2049-50 | 2050-51
NSW | O1 | Hunter Coast | Offshore Wind | 0 | 0 | 0 | 0 | 0 | 0 | 0 | 0 | 0 | 0 | 0 | 0 | 0 | 0 | 0 | 0 | 0 | 0 | 0 | 0 | 0 | 0 | 0 | 0 | 0
NSW | O2 | Illawarra Coast | Offshore Wind | 0 | 0 | 0 | 0 | 0 | 0 | 0 | 0 | 0 | 0 | 0 | 0 | 0 | 0 | 0 | 0 | 0 | 0 | 0 | 0 | 0 | 0 | 0 | 0 | 0
VIC | O3 | Gippsland Coast | Offshore Wind | 0 | 0 | 500 | 1999.9767 | 1999.9767 | 1999.9767 | 2666.9768 | 3332.9768 | 4556.1133 | 4556.1133 | 4556.1133 | 4556.1133 | 4556.1133 | 5052 | 5052 | 5052 | 5052 | 5052 | 5052 | 5052 | 5052 | 5052 | 5052 | 5052 | 5052
TAS | O4 | North West Tasmania Coast | Offshore Wind | 0 | 0 | 0 | 0 | 0 | 0 | 0 | 0 | 0 | 0 | 0 | 0 | 0 | 0 | 0 | 0 | 0 | 0 | 0 | 0 | 0 | 0 | 0 | 0 | 0
VIC | O5 | Portland Coast | Offshore Wind | 0 | 0 | 0 | 0.023295 | 0.023295 | 0.023295 | 0.023295 | 0.023295 | 58.0516 | 443.8869 | 1443.8868 | 2443.887 | 3443.887 | 3948 | 3948 | 3948 | 3948 | 3948 | 3948 | 3948 | 3948 | 3948 | 3948 | 3948 | 3948
SA | O6 | South East SA Coast | Offshore Wind | 0 | 0 | 0 | 0 | 0 | 0 | 0 | 0 | 0 | 0 | 0 | 0 | 0 | 0 | 0 | 0 | 0 | 0 | 0 | 0 | 0 | 0 | 0 | 0 | 0

## ML1_VOM Cost
VOM cost by technology ($000s) - ML1, Step Change Scenario
VOM | Real June 2024 dollars discounted to 1 July 2025
Explicitly modelled generation
Region | Technology | 2026-27 | 2027-28 | 2028-29 | 2029-30 | 2030-31 | 2031-32 | 2032-33 | 2033-34 | 2034-35 | 2035-36 | 2036-37 | 2037-38 | 2038-39 | 2039-40 | 2040-41 | 2041-42 | 2042-43 | 2043-44 | 2044-45 | 2045-46 | 2046-47 | 2047-48 | 2048-49 | 2049-50 | 2050-51
NEM | Black Coal | 341153.6332 | 307968.0652 | 285726.1357 | 86170.8325 | 97525.0033 | 84624.5547 | 82701.1604 | 65923.0004 | 52143.8777 | 44003.3933 | 37392.5539 | 37214.5753 | 24770.2511 | 23662.1811 | 7034.8854 | 5907.5278 | 0.00076574 | 0.00063021 | 0.00050846 | 0.00037512 | 0.00033839 | 0.00024937 | 0.00023757 | 0.00024086 | 0.00029454
NEM | Brown Coal | 126100.4075 | 112364.1155 | 70839.6245 | 12495.9946 | 0.022157 | 0.00092822 | 0.00079638 | 0.00086706 | 0.00047182 | 0.00014099 | 0.00012661 | 0.00012074 | 7.0745e-05 | 4.9803e-05 | 6.9742e-05 | 6.5988e-05 | 5.9378e-05 | 5.77e-05 | 5.1156e-05 | 3.7068e-05 | 3.7457e-05 | 0 | 0 | 0 | 0
NEM | CCGT | 33299.9605 | 34844.0987 | 52698.3044 | 57842.5193 | 51077.7533 | 42254.596 | 49017.2276 | 54007.5965 | 39040.7371 | 32790.0057 | 27595.8478 | 22277.5435 | 20696.0688 | 17596.3044 | 17108.0654 | 14596.0762 | 15157.7675 | 9439.3171 | 6931.0867 | 4080.2416 | 2174.1624 | 1842.5871 | 1816.6824 | 1664.3708 | 0.00030722
NEM | Gas - Steam | 120.1864 | 92.9746 | 1086.683 | 564.9989 | 1459.064 | 949.8431 | 1654.8744 | 1667.5542 | 700.1608 | 469.5752 | 425.104 | 395.8011 | 518.7813 | 0 | 0 | 0 | 0 | 0 | 0 | 0 | 0 | 0 | 0 | 0 | 0
NEM | OCGT / Diesel | 3705.3479 | 2753.6521 | 21987.8156 | 60075.2751 | 29417.3782 | 23391.9275 | 33354.7311 | 36197.4147 | 30017.4075 | 22896.0799 | 20844.4885 | 26007.7062 | 34257.8153 | 34245.8412 | 41766.3045 | 32450.0561 | 27316.1909 | 34299.159 | 22162.7266 | 25287.081 | 25646.2056 | 22479.7971 | 23488.5796 | 22813.3015 | 24564.6612
NEM | Hydro | 122691.4855 | 101273.3748 | 120571.0597 | 109497.4935 | 95629.5935 | 88758.3076 | 78116.4137 | 83678.8277 | 78178.0016 | 69702.479 | 57070.7812 | 65109.4189 | 52811.5961 | 45531.2039 | 40641.7397 | 36949.1374 | 37201.5217 | 35080.6929 | 30974.207 | 26335.2467 | 32372.5757 | 25580.1459 | 22900.8841 | 20973.5752 | 20340.2422
NEM | Hydrogen Turbine | 0 | 0 | 0 | 0 | 0 | 0 | 0 | 0 | 0 | 0 | 0 | 0 | 0 | 0 | 0 | 0 | 0 | 0 | 0 | 0 | 0 | 0 | 0 | 0 | 0
NEM | Wind | 3953.9225 | 4126.6214 | 4209.4323 | 6698.2076 | 6381.2731 | 6275.555 | 5737.48 | 5422.0058 | 5553.1349 | 5486.971 | 5622.3854 | 5593.7906 | 5236.7655 | 4916.5403 | 4621.8229 | 4203.0952 | 3962.1291 | 3587.7944 | 3438.0315 | 3210.7478 | 3070.6813 | 2814.6316 | 2548.7251 | 2403.4875 | 2193.8115
NEM | Solar PV | 2144.8079 | 2154.3999 | 1912.0168 | 3074.9177 | 3191.3486 | 3004.3578 | 2793.3803 | 2603.4452 | 2674.1862 | 2591.6135 | 2382.8462 | 1997.4734 | 1972.4471 | 1857.0456 | 1976.6011 | 2181.4975 | 2236.9712 | 2377.2868 | 2291.9739 | 2225.3296 | 2025.6122 | 1916.5596 | 1768.4165 | 1603.5811 | 1568.4775
NEM | Grid Battery | 277.0182 | 469.5427 | 680.4937 | 2065.3023 | 2056.6813 | 1893.9045 | 1842.5657 | 1710.0284 | 1869.2088 | 1857.4855 | 1719.2256 | 1675.1162 | 1596.8824 | 1639.1648 | 1509.7941 | 2129.4462 | 2016.8534 | 1931.89 | 1909.2156 | 1883.6456 | 1772.6783 | 1655.2593 | 1620.4626 | 1258.1733 | 1294.1952
NEM | PHES | 8594.5972 | 7962.4565 | 6752.47 | 19189.3881 | 28718.3258 | 27905.3056 | 26119.7724 | 24681.0159 | 23537.7569 | 25325.984 | 22978.8059 | 20150.0492 | 15762.5275 | 15379.9343 | 12515.5356 | 11037.3994 | 10999.45 | 9241.6382 | 8645.3003 | 8121.9834 | 8890.1618 | 5782.5615 | 4962.1119 | 5753.048 | 6588.3404
NEM | VPP | 29.3092 | 37.102 | 44.5432 | 52.9165 | 61.5112 | 67.2606 | 74.795 | 80.6998 | 80.9092 | 87.8299 | 91.925 | 93.6696 | 99.4205 | 105.17 | 105.1133 | 112.8496 | 116.3435 | 118.7299 | 122.5154 | 126.0709 | 124.9701 | 126.3683 | 126.1191 | 124.1961 | 124.4681
Total |  | 642070.676 | 574046.4034 | 566508.579 | 357727.8461 | 315517.9546 | 279125.6134 | 281412.4012 | 275971.5894 | 233795.3811 | 205211.4171 | 176123.9636 | 180515.1441 | 157722.5557 | 144933.3858 | 127279.8621 | 109567.0854 | 99007.2282 | 96076.509 | 76475.0577 | 71270.3469 | 76077.0478 | 62197.9106 | 59231.9815 | 56593.7337 | 56674.1968
Region | Technology | 2026-27 | 2027-28 | 2028-29 | 2029-30 | 2030-31 | 2031-32 | 2032-33 | 2033-34 | 2034-35 | 2035-36 | 2036-37 | 2037-38 | 2038-39 | 2039-40 | 2040-41 | 2041-42 | 2042-43 | 2043-44 | 2044-45 | 2045-46 | 2046-47 | 2047-48 | 2048-49 | 2049-50 | 2050-51
NSW1 | Black Coal | 153734.852 | 128872.0827 | 113852.2885 | 36923.0512 | 43819.7243 | 36942.5166 | 37203.1701 | 25163.398 | 20407.028 | 13543.285 | 10426.5155 | 10578.5662 | 3063.1978 | 2879.2825 | 0 | 0 | 0 | 0 | 0 | 0 | 0 | 0 | 0 | 0 | 0
NSW1 | Brown Coal | 0 | 0 | 0 | 0 | 0 | 0 | 0 | 0 | 0 | 0 | 0 | 0 | 0 | 0 | 0 | 0 | 0 | 0 | 0 | 0 | 0 | 0 | 0 | 0 | 0
NSW1 | CCGT | 8344.573 | 7771.211 | 10905.187 | 11353.702 | 10310.1891 | 8234.4016 | 11101.4361 | 10448.2671 | 8320.0586 | 6850.0171 | 5594.2741 | 5374.9506 | 4573.0201 | 5049.6671 | 4640.1021 | 4043.3289 | 4406.3816 | 4.8239e-05 | 4.3543e-05 | 4.1728e-05 | 4.3487e-05 | 4.0827e-05 | 3.7998e-05 | 3.5786e-05 | 7.1171e-05
NSW1 | Gas - Steam | 0 | 0 | 0 | 0 | 0 | 0 | 0 | 0 | 0 | 0 | 0 | 0 | 0 | 0 | 0 | 0 | 0 | 0 | 0 | 0 | 0 | 0 | 0 | 0 | 0
NSW1 | OCGT / Diesel | 260.0836 | 652.4537 | 4398.1978 | 26280.9142 | 13131.0493 | 10987.4266 | 12393.012 | 19171.739 | 13163.3613 | 9782.9609 | 7828.552 | 8129.6191 | 15583.5815 | 12626.0209 | 18705.6299 | 10709.6673 | 9709.3292 | 14819.8736 | 10223.4805 | 10968.7861 | 12012.1362 | 13446.5429 | 12612.7355 | 14140.484 | 13628.334
NSW1 | Hydro | 26826.9924 | 20622.9222 | 29590.1217 | 22195.9495 | 17611.6309 | 16637.2301 | 14617.6701 | 16432.5407 | 15573.5531 | 14383.6159 | 11275.3512 | 14876.7231 | 11329.1952 | 9532.1204 | 8569.8111 | 7310.7732 | 8108.5111 | 7952.6571 | 7074.1093 | 5371.2078 | 7767.0251 | 5554.8999 | 4507.2634 | 4312.189 | 4181.6276
NSW1 | Hydrogen Turbine | 0 | 0 | 0 | 0 | 0 | 0 | 0 | 0 | 0 | 0 | 0 | 0 | 0 | 0 | 0 | 0 | 0 | 0 | 0 | 0 | 0 | 0 | 0 | 0 | 0
NSW1 | Wind | 1010.207 | 1150.0268 | 1366.4333 | 1635.9579 | 1635.2931 | 1573.2457 | 1472.2496 | 1368.2446 | 1287.0324 | 1276.4824 | 1556.6255 | 1677.297 | 1414.1956 | 1364.0435 | 1223.3096 | 1167.3779 | 1055.2939 | 913.5075 | 897.4641 | 848.911 | 805.3141 | 669.3962 | 622.1789 | 547.2424 | 539.9909
NSW1 | Solar PV | 1181.2569 | 1230.974 | 1056.0978 | 1250.5715 | 1273.7946 | 1168.7434 | 1107.1696 | 1012.9209 | 921.0488 | 919.2003 | 822.5126 | 661.1842 | 641.9567 | 614.6535 | 583.0444 | 670.3762 | 705.0981 | 783.6271 | 773.0441 | 735.2729 | 685.0555 | 627.6875 | 588.7226 | 503.6585 | 500.4677
NSW1 | Grid Battery | 27.7454 | 219.3511 | 202.7003 | 687.5941 | 697.5444 | 634.6995 | 624.0092 | 567.6866 | 533.1092 | 542.0704 | 497.9725 | 429.6708 | 412.5846 | 394.5756 | 370.3432 | 535.7645 | 490.2023 | 467.7503 | 463.7917 | 450.1643 | 409.9684 | 347.5801 | 339.1453 | 211.1111 | 223.8954
NSW1 | PHES | 3200.9576 | 2956.5505 | 2805.0017 | 15254.3426 | 25176.1179 | 24940.4037 | 22733.1658 | 21555.2619 | 20576.8681 | 22057.3538 | 20190.9678 | 18250.0133 | 13944.1336 | 13886.4627 | 10956.688 | 9888.9599 | 9762.6935 | 8184.0817 | 7692.8315 | 7223.3862 | 8167.0849 | 5106.9691 | 4506.0693 | 5231.8809 | 5942.4589
NSW1 | VPP | 11.1916 | 14.1844 | 17.8415 | 20.9232 | 23.6365 | 25.7 | 28.2227 | 29.9044 | 30.6991 | 32.6943 | 33.9471 | 34.2635 | 37.0615 | 38.8657 | 39.7679 | 42.3889 | 43.5826 | 44.294 | 45.444 | 46.1766 | 46.198 | 47.191 | 46.2927 | 45.6683 | 44.8798
Total |  | 194597.8594 | 163489.7565 | 164193.8696 | 115603.0063 | 113678.98 | 101144.3673 | 101280.1051 | 95749.9631 | 80812.7586 | 69387.68 | 58226.7184 | 60012.2877 | 50998.9265 | 46385.6918 | 45088.6962 | 34368.6368 | 34281.0922 | 33165.7913 | 27170.1652 | 25643.9049 | 29892.7823 | 25800.2667 | 23222.4078 | 24992.2342 | 25061.6544
Region | Technology | 2026-27 | 2027-28 | 2028-29 | 2029-30 | 2030-31 | 2031-32 | 2032-33 | 2033-34 | 2034-35 | 2035-36 | 2036-37 | 2037-38 | 2038-39 | 2039-40 | 2040-41 | 2041-42 | 2042-43 | 2043-44 | 2044-45 | 2045-46 | 2046-47 | 2047-48 | 2048-49 | 2049-50 | 2050-51
QLD1 | Black Coal | 187418.7812 | 179095.9825 | 171873.8472 | 49247.7812 | 53705.2791 | 47682.0381 | 45497.9903 | 40759.6024 | 31736.8497 | 30460.1083 | 26966.0384 | 26636.0091 | 21707.0533 | 20782.8986 | 7034.8854 | 5907.5278 | 0.00076574 | 0.00063021 | 0.00050846 | 0.00037512 | 0.00033839 | 0.00024937 | 0.00023757 | 0.00024086 | 0.00029454
QLD1 | Brown Coal | 0 | 0 | 0 | 0 | 0 | 0 | 0 | 0 | 0 | 0 | 0 | 0 | 0 | 0 | 0 | 0 | 0 | 0 | 0 | 0 | 0 | 0 | 0 | 0 | 0
QLD1 | CCGT | 16207.2495 | 16399.1478 | 26826.8443 | 35265.5662 | 28556.0491 | 24318.0323 | 26868.6884 | 32633.1674 | 22596.432 | 19618.9891 | 16207.3686 | 16902.5928 | 16123.0486 | 12546.6373 | 12467.9632 | 10552.7473 | 10751.3859 | 9439.317 | 6931.0866 | 4080.2415 | 2174.1623 | 1842.587 | 1816.6823 | 1664.3707 | 0.00014578
QLD1 | Gas - Steam | 0 | 0 | 0 | 0 | 0 | 0 | 0 | 0 | 0 | 0 | 0 | 0 | 0 | 0 | 0 | 0 | 0 | 0 | 0 | 0 | 0 | 0 | 0 | 0 | 0
QLD1 | OCGT / Diesel | 73.9819 | 68.8449 | 525.7064 | 11924.3308 | 1856.8836 | 738.484 | 3599.355 | 2392.5547 | 5206.8125 | 4904.0057 | 6347.4802 | 7786.0843 | 9363.733 | 9184.3812 | 11790.4326 | 8307.3012 | 9521.102 | 8704.0295 | 6320.5976 | 7631.8558 | 5671.4566 | 4096.2344 | 4136.9386 | 1856.4772 | 596.5447
QLD1 | Hydro | 5282.6783 | 4731.1717 | 4665.9342 | 4330.7381 | 4112.1546 | 3837.6859 | 3264.9142 | 3377.0989 | 3039.6876 | 2864.3234 | 2676.7254 | 846.2924 | 710.3193 | 626.6939 | 591.2624 | 590.5635 | 5.1206e-07 | 3.7334e-07 | 3.2394e-07 | 2.8104e-07 | 2.561e-07 | 2.2801e-07 | 1.6287 | 2.2123e-07 | 4.407e-07
QLD1 | Hydrogen Turbine | 0 | 0 | 0 | 0 | 0 | 0 | 0 | 0 | 0 | 0 | 0 | 0 | 0 | 0 | 0 | 0 | 0 | 0 | 0 | 0 | 0 | 0 | 0 | 0 | 0
QLD1 | Wind | 635.8662 | 614.1012 | 588.5465 | 1708.2191 | 1682.4151 | 1568.3397 | 1484.4316 | 1307.0879 | 1448.4293 | 1377.4326 | 1281.2507 | 1388.8578 | 1284.4143 | 1219.008 | 1096.1854 | 1064.1952 | 1017.2049 | 931.9524 | 874.9349 | 808.2366 | 839.2783 | 766.6913 | 706.3728 | 649.0502 | 631.3811
QLD1 | Solar PV | 584.7728 | 548.8214 | 518.3124 | 1056.1571 | 1146.2788 | 1131.359 | 1027.4223 | 990.8856 | 1103.2013 | 1045.8145 | 968.3838 | 772.4019 | 793.9728 | 749.668 | 935.5795 | 1004.6115 | 1072.9094 | 1073.5929 | 1017.6774 | 1003.5884 | 942.7667 | 922.2658 | 853.3113 | 814.1964 | 794.4477
QLD1 | Grid Battery | 14.0991 | 16.035 | 190.0913 | 657.9408 | 622.0561 | 594.1936 | 560.2429 | 529.3721 | 496.7913 | 483.4263 | 453.0639 | 509.784 | 507.0618 | 563.6269 | 555.8591 | 899.6309 | 874.7745 | 831.5763 | 829.5021 | 815.9482 | 847.575 | 832.3675 | 842.3045 | 722.8871 | 719.3163
QLD1 | PHES | 5393.6396 | 5005.9061 | 3947.4683 | 3935.0456 | 3542.2079 | 2964.9019 | 3386.6066 | 3125.7539 | 2960.8887 | 3268.6302 | 2787.838 | 1900.0358 | 1818.3939 | 1493.4716 | 1558.8475 | 1148.4395 | 1236.7565 | 1057.5565 | 952.4688 | 898.5971 | 723.0768 | 675.5924 | 456.0426 | 521.1671 | 645.8815
QLD1 | VPP | 4.4872 | 5.8359 | 7.8225 | 10.6593 | 12.7948 | 14.5059 | 16.2357 | 18.0853 | 19.8173 | 21.5872 | 23.411 | 24.7927 | 26.9099 | 28.7386 | 30.1927 | 31.8437 | 33.2332 | 34.4564 | 35.5133 | 36.1456 | 36.09 | 36.7608 | 36.5328 | 36.5729 | 35.6107
Total |  | 215615.5558 | 206485.8465 | 209144.5732 | 108136.4382 | 95236.1192 | 82849.5404 | 85705.8869 | 85133.6081 | 68608.9096 | 64044.3173 | 57711.5599 | 56766.8508 | 52334.9068 | 47195.1241 | 36061.2078 | 29506.8604 | 24507.3671 | 22072.4816 | 16961.7811 | 15274.6136 | 11234.406 | 9172.4995 | 8849.814 | 6264.722 | 3423.1823
Region | Technology | 2026-27 | 2027-28 | 2028-29 | 2029-30 | 2030-31 | 2031-32 | 2032-33 | 2033-34 | 2034-35 | 2035-36 | 2036-37 | 2037-38 | 2038-39 | 2039-40 | 2040-41 | 2041-42 | 2042-43 | 2043-44 | 2044-45 | 2045-46 | 2046-47 | 2047-48 | 2048-49 | 2049-50 | 2050-51
VIC1 | Black Coal | 0 | 0 | 0 | 0 | 0 | 0 | 0 | 0 | 0 | 0 | 0 | 0 | 0 | 0 | 0 | 0 | 0 | 0 | 0 | 0 | 0 | 0 | 0 | 0 | 0
VIC1 | Brown Coal | 126100.4075 | 112364.1155 | 70839.6245 | 12495.9946 | 0.022157 | 0.00092822 | 0.00079638 | 0.00086706 | 0.00047182 | 0.00014099 | 0.00012661 | 0.00012074 | 7.0745e-05 | 4.9803e-05 | 6.9742e-05 | 6.5988e-05 | 5.9378e-05 | 5.77e-05 | 5.1156e-05 | 3.7068e-05 | 3.7457e-05 | 0 | 0 | 0 | 0
VIC1 | CCGT | 0 | 0 | 0 | 0 | 0 | 0 | 0 | 0 | 0 | 0 | 0 | 0 | 0 | 0 | 0 | 0 | 0 | 0 | 0 | 0 | 0 | 0 | 0 | 0 | 0
VIC1 | Gas - Steam | 120.1864 | 92.9746 | 1086.683 | 564.9989 | 1459.064 | 949.8431 | 1654.8744 | 1667.5542 | 700.1608 | 469.5752 | 425.104 | 395.8011 | 518.7813 | 0 | 0 | 0 | 0 | 0 | 0 | 0 | 0 | 0 | 0 | 0 | 0
VIC1 | OCGT / Diesel | 627.318 | 314.8766 | 4155.5079 | 9645.5085 | 5688.2736 | 3999.6681 | 8516.1723 | 4973.9952 | 4438.3955 | 3273.9843 | 2598.4286 | 5016.0319 | 3807.9905 | 7346.3436 | 6491.5126 | 9259.0034 | 4364.9655 | 7107.2664 | 4302.8848 | 5218.4055 | 6577.1013 | 3737.9519 | 5358.1292 | 5471.7729 | 8752.5105
VIC1 | Hydro | 25369.3395 | 19881.7319 | 27914.3559 | 21817.7931 | 17564.0768 | 16344.0224 | 14002.2458 | 16068.9793 | 15280.0244 | 13628.9884 | 10650.2535 | 15075.0801 | 11719.6006 | 9544.5452 | 8829.9393 | 7581.0619 | 8647.2134 | 8341.0996 | 7399.6513 | 5807.4218 | 8201.2716 | 6417.4356 | 5177.1129 | 4830.3851 | 4093.6418
VIC1 | Hydrogen Turbine | 0 | 0 | 0 | 0 | 0 | 0 | 0 | 0 | 0 | 0 | 0 | 0 | 0 | 0 | 0 | 0 | 0 | 0 | 0 | 0 | 0 | 0 | 0 | 0 | 0
VIC1 | Wind | 1320.6727 | 1264.2918 | 1214.8568 | 1985.5425 | 1790.9204 | 1858.0004 | 1646.1762 | 1686.1226 | 1813.8436 | 1825.1809 | 1837.4376 | 1683.1029 | 1722.3636 | 1608.605 | 1594.3994 | 1351.8924 | 1300.8076 | 1220.0599 | 1157.4078 | 1076.3635 | 943.3705 | 922.8528 | 817.9376 | 811.4277 | 681.596
VIC1 | Solar PV | 237.7957 | 215.9723 | 200.7775 | 502.9341 | 528.0928 | 473.0415 | 450.2585 | 412.5249 | 461.5353 | 447.2485 | 418.6566 | 336.8796 | 324.1499 | 289.8266 | 263.6592 | 250.4383 | 229.5667 | 224.6965 | 219.0783 | 210.8154 | 174.4292 | 168.2024 | 150.1907 | 126.7943 | 119.7428
VIC1 | Grid Battery | 204.3521 | 204.0457 | 176.2312 | 525.8935 | 542.6306 | 493.3756 | 486.8759 | 452.9671 | 695.1707 | 691.5943 | 633.4721 | 557.2437 | 509.6991 | 477.3304 | 405.1292 | 401.1306 | 383.2475 | 349.5663 | 347.9754 | 346.96 | 286.0558 | 266.6702 | 259.0586 | 177.238 | 180.2115
VIC1 | PHES | 0 | 0 | 4.1954e-06 | 7.2762e-06 | 7.5225e-06 | 7.2255e-06 | 6.8938e-06 | 6.4055e-06 | 1.0507e-05 | 1.0306e-05 | 1.0033e-05 | 9.52e-06 | 8.8761e-06 | 8.773e-06 | 8.2239e-06 | 9.1767e-06 | 8.4952e-06 | 8.9725e-06 | 9.094e-06 | 8.4356e-06 | 7.8618e-06 | 7.3153e-06 | 6.9449e-06 | 6.9127e-06 | 7.5899e-06
VIC1 | VPP | 5.4216 | 7.6622 | 8.7029 | 11.5396 | 14.1707 | 15.4451 | 17.7948 | 19.4212 | 17.251 | 19.6038 | 19.9509 | 19.6131 | 19.966 | 21.6154 | 19.4773 | 21.8692 | 22.5105 | 23.1085 | 24.1435 | 26.1076 | 25.1761 | 25.1828 | 26.2717 | 25.6936 | 27.8719
Total |  | 153985.4934 | 134345.6706 | 105596.7396 | 47550.2048 | 27587.251 | 24133.3971 | 26774.3988 | 25281.5655 | 23406.3817 | 20356.1755 | 16583.3035 | 23083.7526 | 18622.551 | 19288.2663 | 17604.117 | 18865.3959 | 14948.3113 | 17265.7974 | 13451.1413 | 12686.0738 | 16207.4045 | 11538.2958 | 11788.7007 | 11443.3115 | 13855.5744
Region | Technology | 2026-27 | 2027-28 | 2028-29 | 2029-30 | 2030-31 | 2031-32 | 2032-33 | 2033-34 | 2034-35 | 2035-36 | 2036-37 | 2037-38 | 2038-39 | 2039-40 | 2040-41 | 2041-42 | 2042-43 | 2043-44 | 2044-45 | 2045-46 | 2046-47 | 2047-48 | 2048-49 | 2049-50 | 2050-51
SA1 | Black Coal | 0 | 0 | 0 | 0 | 0 | 0 | 0 | 0 | 0 | 0 | 0 | 0 | 0 | 0 | 0 | 0 | 0 | 0 | 0 | 0 | 0 | 0 | 0 | 0 | 0
SA1 | Brown Coal | 0 | 0 | 0 | 0 | 0 | 0 | 0 | 0 | 0 | 0 | 0 | 0 | 0 | 0 | 0 | 0 | 0 | 0 | 0 | 0 | 0 | 0 | 0 | 0 | 0
SA1 | CCGT | 8748.1379 | 10673.7398 | 14966.273 | 11223.251 | 12211.5151 | 9702.1621 | 11047.1031 | 10926.1621 | 8124.2466 | 6320.9996 | 5794.2051 | 8.3042e-05 | 7.7651e-05 | 7.1372e-05 | 6.6011e-05 | 6.0944e-05 | 5.8058e-05 | 5.3452e-05 | 4.8304e-05 | 4.547e-05 | 4.3302e-05 | 4.0957e-05 | 3.7749e-05 | 3.513e-05 | 6.8832e-05
SA1 | Gas - Steam | 0 | 0 | 0 | 0 | 0 | 0 | 0 | 0 | 0 | 0 | 0 | 0 | 0 | 0 | 0 | 0 | 0 | 0 | 0 | 0 | 0 | 0 | 0 | 0 | 0
SA1 | OCGT / Diesel | 2743.9643 | 1717.4769 | 12908.4034 | 12211.5257 | 8626.3659 | 7643.3398 | 8692.5354 | 9557.6916 | 7114.1162 | 4795.8652 | 4028.1137 | 5006.0501 | 5470.7942 | 5004.5363 | 4753.1746 | 4139.8609 | 3712.3734 | 3654.6386 | 1294.4863 | 1461.0876 | 1369.0246 | 1188.4432 | 1352.9189 | 1300.8781 | 1587.272
SA1 | Hydro | 0 | 0 | 0 | 0 | 0 | 0 | 0 | 0 | 0 | 0 | 0 | 0 | 0 | 0 | 0 | 0 | 0 | 0 | 0 | 0 | 0 | 0 | 0 | 0 | 0
SA1 | Hydrogen Turbine | 0 | 0 | 0 | 0 | 0 | 0 | 0 | 0 | 0 | 0 | 0 | 0 | 0 | 0 | 0 | 0 | 0 | 0 | 0 | 0 | 0 | 0 | 0 | 0 | 0
SA1 | Wind | 696.2053 | 708.471 | 667.7903 | 876.0053 | 813.1409 | 781.7366 | 666.568 | 611.2784 | 548.7802 | 569.0481 | 503.2007 | 448.5369 | 433.8769 | 395.3423 | 385.1777 | 327.2951 | 318.2143 | 260.8788 | 271.6065 | 236.8436 | 268.9719 | 249.7182 | 230.757 | 224.5693 | 196.7995
SA1 | Solar PV | 140.9826 | 158.6322 | 136.8291 | 265.255 | 243.1824 | 231.2139 | 208.5299 | 187.1139 | 188.4009 | 179.3503 | 173.2932 | 227.0076 | 212.3677 | 202.8975 | 194.318 | 256.0715 | 229.397 | 295.3703 | 282.1742 | 275.6529 | 223.3607 | 198.404 | 176.1918 | 158.9319 | 153.8194
SA1 | Grid Battery | 30.8216 | 30.1107 | 111.471 | 193.8738 | 194.3635 | 171.4577 | 171.1138 | 159.5196 | 143.5794 | 139.6044 | 133.6908 | 177.0827 | 166.14 | 202.0005 | 176.5909 | 290.633 | 266.164 | 280.5499 | 265.2996 | 267.8206 | 226.301 | 205.849 | 176.8932 | 143.621 | 167.2643
SA1 | PHES | 0 | 0 | 1.8522e-06 | 2.6712e-06 | 2.7947e-06 | 2.6803e-06 | 2.8426e-06 | 2.6778e-06 | 2.5741e-06 | 2.7235e-06 | 2.7696e-06 | 3.2161e-06 | 3.0148e-06 | 3.0829e-06 | 2.9153e-06 | 3.1514e-06 | 2.9225e-06 | 3.1396e-06 | 3.3916e-06 | 3.2197e-06 | 3.1018e-06 | 2.8906e-06 | 2.8244e-06 | 3.0626e-06 | 3.1179e-06
SA1 | VPP | 8.0331 | 9.1294 | 9.8162 | 9.2401 | 10.0219 | 10.6914 | 11.4462 | 12.0594 | 11.9764 | 12.6997 | 13.2958 | 13.4627 | 14.1276 | 14.4662 | 14.134 | 14.9986 | 15.2861 | 15.2899 | 15.728 | 15.9984 | 15.8978 | 15.7417 | 15.3822 | 14.6302 | 14.4433
Total |  | 12368.1447 | 13297.5599 | 28800.583 | 24779.1509 | 22098.5898 | 18540.6014 | 20797.2964 | 21453.8249 | 16131.0997 | 12017.5672 | 10645.7992 | 5872.1401 | 6297.3065 | 5819.2429 | 5523.3953 | 5028.8591 | 4541.4349 | 4506.7275 | 2129.2947 | 2257.4032 | 2103.5561 | 1858.1561 | 1952.1432 | 1842.6305 | 2119.5985
Region | Technology | 2026-27 | 2027-28 | 2028-29 | 2029-30 | 2030-31 | 2031-32 | 2032-33 | 2033-34 | 2034-35 | 2035-36 | 2036-37 | 2037-38 | 2038-39 | 2039-40 | 2040-41 | 2041-42 | 2042-43 | 2043-44 | 2044-45 | 2045-46 | 2046-47 | 2047-48 | 2048-49 | 2049-50 | 2050-51
TAS1 | Black Coal | 0 | 0 | 0 | 0 | 0 | 0 | 0 | 0 | 0 | 0 | 0 | 0 | 0 | 0 | 0 | 0 | 0 | 0 | 0 | 0 | 0 | 0 | 0 | 0 | 0
TAS1 | Brown Coal | 0 | 0 | 0 | 0 | 0 | 0 | 0 | 0 | 0 | 0 | 0 | 0 | 0 | 0 | 0 | 0 | 0 | 0 | 0 | 0 | 0 | 0 | 0 | 0 | 0
TAS1 | CCGT | 1.8456e-05 | 1.7257e-05 | 1.6189e-05 | 1.2506e-05 | 3.5429e-05 | 3.2218e-05 | 3.1667e-05 | 2.938e-05 | 2.6152e-05 | 2.4543e-05 | 2.2434e-05 | 2.0718e-05 | 1.8974e-05 | 1.8097e-05 | 1.7043e-05 | 1.6667e-05 | 1.5482e-05 | 1.5928e-05 | 1.6057e-05 | 1.4955e-05 | 1.4205e-05 | 1.3276e-05 | 1.501e-05 | 1.4196e-05 | 2.1445e-05
TAS1 | Gas - Steam | 0 | 0 | 0 | 0 | 0 | 0 | 0 | 0 | 0 | 0 | 0 | 0 | 0 | 0 | 0 | 0 | 0 | 0 | 0 | 0 | 0 | 0 | 0 | 0 | 0
TAS1 | OCGT / Diesel | 8.0199e-05 | 7.622e-05 | 7.9315e-05 | 12.996 | 114.8058 | 23.009 | 153.6564 | 101.4343 | 94.722 | 139.2637 | 41.9141 | 69.9209 | 31.7162 | 84.5593 | 25.5549 | 34.2232 | 8.4208 | 13.3508 | 21.2774 | 6.9459 | 16.487 | 10.6247 | 27.8574 | 43.6893 | 3.486e-05
TAS1 | Hydro | 65212.4753 | 56037.549 | 58400.6479 | 61153.0127 | 56341.7312 | 51939.3692 | 46231.5835 | 47800.2088 | 44284.7365 | 38825.5513 | 32468.451 | 34311.3234 | 29052.4811 | 25827.8444 | 22650.7268 | 21466.7389 | 20445.7972 | 18786.9362 | 16500.4463 | 15156.6171 | 16404.279 | 13607.8104 | 13214.8791 | 11831.0011 | 12064.9728
TAS1 | Hydrogen Turbine | 0 | 0 | 0 | 0 | 0 | 0 | 0 | 0 | 0 | 0 | 0 | 0 | 0 | 0 | 0 | 0 | 0 | 0 | 0 | 0 | 0 | 0 | 0 | 0 | 0
TAS1 | Wind | 290.9714 | 389.7306 | 371.8054 | 492.4828 | 459.5036 | 494.2326 | 468.0546 | 449.2723 | 455.0494 | 438.8271 | 443.8709 | 395.9959 | 381.9152 | 329.5415 | 322.7509 | 292.3346 | 270.6084 | 261.3959 | 236.6181 | 240.3931 | 213.7465 | 205.9731 | 171.4787 | 171.198 | 144.0441
TAS1 | Solar PV | 1.0321e-06 | 1.2359e-06 | 9.5838e-07 | 1.1343e-06 | 1.0679e-06 | 9.8125e-07 | 1.1466e-06 | 1.1586e-06 | 9.9275e-07 | 9.6307e-07 | 1.0161e-06 | 1.0219e-06 | 9.815e-07 | 3.8015e-06 | 3.3034e-06 | 3.2523e-06 | 3.3536e-06 | 3.0549e-06 | 2.9371e-06 | 2.69e-06 | 2.2411e-06 | 2.2338e-06 | 2.388e-06 | 2.0386e-06 | 1.9409e-06
TAS1 | Grid Battery | 1.6802e-05 | 2.6136e-05 | 2.5084e-05 | 2.3929e-05 | 0.086691 | 0.17807 | 0.32384 | 0.48292 | 0.55813 | 0.79013 | 1.0263 | 1.335 | 1.3969 | 1.6314 | 1.8717 | 2.2872 | 2.4651 | 2.4472 | 2.6469 | 2.7525 | 2.7781 | 2.7924 | 3.0609 | 3.3161 | 3.5077
TAS1 | PHES | 0 | 0 | 9.8831e-06 | 1.1225e-05 | 1.5032e-05 | 1.4732e-05 | 2.5202e-05 | 2.5063e-05 | 2.6271e-05 | 2.4161e-05 | 2.4101e-05 | 2.4175e-05 | 2.3576e-05 | 2.2055e-05 | 2.1168e-05 | 2.5694e-05 | 2.4477e-05 | 2.489e-05 | 2.5678e-05 | 2.4308e-05 | 2.2767e-05 | 2.163e-05 | 1.96e-05 | 1.8926e-05 | 2.231e-05
TAS1 | VPP | 0.17578 | 0.29003 | 0.36015 | 0.55431 | 0.88727 | 0.91823 | 1.0955 | 1.2295 | 1.1654 | 1.2448 | 1.3202 | 1.5376 | 1.3555 | 1.4841 | 1.5414 | 1.7493 | 1.7311 | 1.5811 | 1.6867 | 1.6427 | 1.6082 | 1.492 | 1.6396 | 1.6311 | 1.6624
Total |  | 65503.6226 | 56427.5698 | 58772.8135 | 61659.0459 | 56917.0146 | 52457.7072 | 46854.714 | 48352.6278 | 44836.2315 | 39405.6771 | 32956.5825 | 34780.1129 | 29468.8649 | 26245.0607 | 23002.4457 | 21797.3333 | 20729.0227 | 19065.7112 | 16762.6753 | 15408.3514 | 16638.8989 | 13828.6925 | 13418.9157 | 12050.8356 | 12214.1871
Explicitly modelled load
Region | Technology | 2026-27 | 2027-28 | 2028-29 | 2029-30 | 2030-31 | 2031-32 | 2032-33 | 2033-34 | 2034-35 | 2035-36 | 2036-37 | 2037-38 | 2038-39 | 2039-40 | 2040-41 | 2041-42 | 2042-43 | 2043-44 | 2044-45 | 2045-46 | 2046-47 | 2047-48 | 2048-49 | 2049-50 | 2050-51
NEM | Grid Battery Pump | 128.0219 | 126.8856 | 112.7272 | 101.2506 | 108.8165 | 112.7043 | 123.9447 | 131.0585 | 131.2016 | 150.8885 | 162.1059 | 169.8507 | 184.8242 | 199.5732 | 203.376 | 222.6817 | 235.3859 | 242.7137 | 257.724 | 274.7285 | 277.3183 | 289.9316 | 296.0713 | 299.1907 | 305.4431
NEM | PHES Pump | 25244.6288 | 23375.1541 | 22806.1625 | 35591.6408 | 47282.7665 | 45641.8969 | 42061.6115 | 39557.4065 | 37209.4544 | 40299.0926 | 37681.9067 | 31797.1461 | 25103.6376 | 23432.6919 | 20852.0089 | 17250.6293 | 18016.1047 | 14475.7221 | 14238.1812 | 13473.2394 | 13822.1601 | 9380.927 | 8075.8129 | 9136.8594 | 10519.7998
NEM | VPP Pump | 34.4283 | 43.7452 | 52.4501 | 62.1309 | 72.4183 | 79.1532 | 88.007 | 94.8907 | 95.3081 | 103.2627 | 108.1175 | 110.3974 | 116.9936 | 123.5338 | 124.0026 | 132.517 | 137.0271 | 139.5854 | 144.1185 | 148.6575 | 146.7271 | 148.8887 | 148.19 | 146.2147 | 146.2859
Region | Technology | 2026-27 | 2027-28 | 2028-29 | 2029-30 | 2030-31 | 2031-32 | 2032-33 | 2033-34 | 2034-35 | 2035-36 | 2036-37 | 2037-38 | 2038-39 | 2039-40 | 2040-41 | 2041-42 | 2042-43 | 2043-44 | 2044-45 | 2045-46 | 2046-47 | 2047-48 | 2048-49 | 2049-50 | 2050-51
NSW1 | Grid Battery Pump | 32.5806 | 30.8241 | 29.0978 | 25.8373 | 27.86 | 30.3237 | 34.2173 | 37.6932 | 42.0885 | 49.3049 | 53.3855 | 57.0501 | 64.5392 | 69.9475 | 74.3064 | 82.0996 | 86.5353 | 91.176 | 96.6145 | 101.8816 | 104.3597 | 110.0422 | 111.0691 | 112.7186 | 113.449
NSW1 | PHES Pump | 17549.9277 | 16218.3145 | 17151.0084 | 29990.0433 | 43249.3309 | 42370.6436 | 38134.7849 | 35955.8317 | 33849.4021 | 36462.1528 | 34490.6971 | 29710.7999 | 23142.5934 | 21892.9979 | 19200.2919 | 16099.0723 | 16719.5664 | 13425.9248 | 13283.7754 | 12580.1403 | 13095.1146 | 8706.4739 | 7644.4567 | 8629.6096 | 9880.3613
NSW1 | VPP Pump | 13.1467 | 16.7314 | 21.0014 | 24.5657 | 27.8536 | 30.1954 | 33.2057 | 35.1844 | 36.1937 | 38.3936 | 39.9408 | 40.4265 | 43.5763 | 45.6451 | 46.9219 | 49.7433 | 51.2785 | 52.1154 | 53.4675 | 54.4821 | 54.2045 | 55.588 | 54.4082 | 53.7254 | 52.804
Region | Technology | 2026-27 | 2027-28 | 2028-29 | 2029-30 | 2030-31 | 2031-32 | 2032-33 | 2033-34 | 2034-35 | 2035-36 | 2036-37 | 2037-38 | 2038-39 | 2039-40 | 2040-41 | 2041-42 | 2042-43 | 2043-44 | 2044-45 | 2045-46 | 2046-47 | 2047-48 | 2048-49 | 2049-50 | 2050-51
QLD1 | Grid Battery Pump | 16.6045 | 15.1754 | 14.4775 | 12.9357 | 14.7192 | 17.0528 | 19.796 | 22.9419 | 26.2919 | 30.8917 | 35.4134 | 39.5348 | 44.629 | 48.7708 | 53.3052 | 58.2712 | 62.7182 | 66.2111 | 69.9784 | 73.3546 | 75.2173 | 79.1144 | 80.674 | 82.9227 | 81.9917
QLD1 | PHES Pump | 7694.7011 | 7156.8396 | 5655.1541 | 5601.5976 | 4033.4356 | 3271.2533 | 3926.8266 | 3601.5749 | 3360.0523 | 3836.9399 | 3191.2096 | 2086.3463 | 1961.0442 | 1539.694 | 1651.7171 | 1151.557 | 1296.5383 | 1049.7973 | 954.4058 | 893.099 | 727.0455 | 674.4532 | 431.3563 | 507.2498 | 639.4385
QLD1 | VPP Pump | 5.2719 | 6.8665 | 9.2266 | 12.5185 | 15.0542 | 17.1012 | 19.0687 | 21.2828 | 23.3131 | 25.4424 | 27.501 | 29.2485 | 31.5947 | 33.802 | 35.5755 | 37.4739 | 39.1029 | 40.5351 | 41.7885 | 42.5289 | 42.4733 | 43.222 | 43.0129 | 43.0328 | 41.8298
Region | Technology | 2026-27 | 2027-28 | 2028-29 | 2029-30 | 2030-31 | 2031-32 | 2032-33 | 2033-34 | 2034-35 | 2035-36 | 2036-37 | 2037-38 | 2038-39 | 2039-40 | 2040-41 | 2041-42 | 2042-43 | 2043-44 | 2044-45 | 2045-46 | 2046-47 | 2047-48 | 2048-49 | 2049-50 | 2050-51
VIC1 | Grid Battery Pump | 59.6631 | 62.8409 | 52.852 | 47.8647 | 51.5765 | 50.7517 | 54.6499 | 54.6483 | 48.1772 | 54.6063 | 55.6807 | 54.4811 | 55.5913 | 59.7626 | 54.2247 | 58.6619 | 61.2047 | 62.5837 | 66.7959 | 73.4867 | 71.1633 | 73.1585 | 76.9097 | 76.0204 | 82.0718
VIC1 | PHES Pump | 0 | 0 | 0 | 0 | 0 | 0 | 0 | 0 | 0 | 0 | 0 | 0 | 0 | 0 | 0 | 0 | 0 | 0 | 0 | 0 | 0 | 0 | 0 | 0 | 0
VIC1 | VPP Pump | 6.3684 | 9.0386 | 10.2458 | 13.5485 | 16.6736 | 18.2013 | 20.9516 | 22.8117 | 20.3361 | 23.024 | 23.4742 | 23.0781 | 23.5627 | 25.363 | 23.0145 | 25.6358 | 26.592 | 27.0862 | 28.4077 | 30.8331 | 29.5092 | 29.7473 | 30.796 | 30.291 | 32.7351
Region | Technology | 2026-27 | 2027-28 | 2028-29 | 2029-30 | 2030-31 | 2031-32 | 2032-33 | 2033-34 | 2034-35 | 2035-36 | 2036-37 | 2037-38 | 2038-39 | 2039-40 | 2040-41 | 2041-42 | 2042-43 | 2043-44 | 2044-45 | 2045-46 | 2046-47 | 2047-48 | 2048-49 | 2049-50 | 2050-51
SA1 | Grid Battery Pump | 19.1736 | 18.0452 | 16.2999 | 14.6129 | 14.5588 | 14.3667 | 14.9004 | 15.207 | 13.985 | 15.1583 | 16.4142 | 17.2185 | 18.4212 | 19.1728 | 19.3351 | 20.9508 | 22.0256 | 19.8619 | 21.2335 | 22.7525 | 23.3237 | 24.3216 | 23.8264 | 23.612 | 23.8186
SA1 | PHES Pump | 0 | 0 | 0 | 0 | 0 | 0 | 0 | 0 | 0 | 0 | 0 | 0 | 0 | 0 | 0 | 0 | 0 | 0 | 0 | 0 | 0 | 0 | 0 | 0 | 0
SA1 | VPP Pump | 9.435 | 10.7669 | 11.553 | 10.8458 | 11.7929 | 12.5749 | 13.4921 | 14.1651 | 14.0896 | 14.9424 | 15.6432 | 15.8401 | 16.665 | 16.9775 | 16.6769 | 17.6005 | 18.0153 | 17.9881 | 18.4774 | 18.8727 | 18.6554 | 18.5712 | 18.0483 | 17.2383 | 16.9688
Region | Technology | 2026-27 | 2027-28 | 2028-29 | 2029-30 | 2030-31 | 2031-32 | 2032-33 | 2033-34 | 2034-35 | 2035-36 | 2036-37 | 2037-38 | 2038-39 | 2039-40 | 2040-41 | 2041-42 | 2042-43 | 2043-44 | 2044-45 | 2045-46 | 2046-47 | 2047-48 | 2048-49 | 2049-50 | 2050-51
TAS1 | Grid Battery Pump | 0 | 0 | 0 | 0 | 0.10198 | 0.2095 | 0.38101 | 0.56821 | 0.65902 | 0.92726 | 1.2121 | 1.5662 | 1.6436 | 1.9195 | 2.2046 | 2.6982 | 2.9021 | 2.881 | 3.1017 | 3.2532 | 3.2543 | 3.295 | 3.5922 | 3.917 | 4.1121
TAS1 | PHES Pump | 0 | 0 | 0 | 0 | 0 | 0 | 0 | 0 | 0 | 0 | 0 | 0 | 0 | 0 | 0 | 0 | 0 | 0 | 0 | 0 | 0 | 0 | 0 | 0 | 0
TAS1 | VPP Pump | 0.20636 | 0.34174 | 0.42326 | 0.65227 | 1.0439 | 1.0804 | 1.289 | 1.4466 | 1.3756 | 1.4603 | 1.5583 | 1.8042 | 1.595 | 1.7462 | 1.8138 | 2.0636 | 2.0384 | 1.8606 | 1.9773 | 1.9406 | 1.8847 | 1.7601 | 1.9247 | 1.9271 | 1.9482

## ML1_FOM Cost
FOM cost by technology ($000s) - ML1, Step Change Scenario
FOM | Real June 2024 dollars discounted to 1 July 2025. For new entrant capacity, the FOM is incurred annually in modelling. For existing capacity that retires early as part of the least-cost solution, the associated FOM savings are presented as a negative cost that continues until the assumed fixed date retirement. For existing, committed and anticipated generators that do not retire early, FOM costs are not included since there will be no difference in these costs between the Base Case and option case.
Explicitly modelled generation
Region | Technology | 2026-27 | 2027-28 | 2028-29 | 2029-30 | 2030-31 | 2031-32 | 2032-33 | 2033-34 | 2034-35 | 2035-36 | 2036-37 | 2037-38 | 2038-39 | 2039-40 | 2040-41 | 2041-42 | 2042-43 | 2043-44 | 2044-45 | 2045-46 | 2046-47 | 2047-48 | 2048-49 | 2049-50 | 2050-51
NEM | Black Coal | 0 | 0 | -48885.0997 | -418567.9213 | -391184.973 | -338003.2891 | -314998.638 | -171531.6074 | -169362.3841 | -117813.7984 | -89495.3058 | -52472.1961 | -73306.2639 | -68691.8602 | -69721.9131 | -65160.6666 | -60897.8236 | -50456.4538 | -40864.0721 | -32435.3076 | -24934.4797 | -23364.931 | -21774.7036 | -20350.1903 | -19018.8694
NEM | Brown Coal | 0 | -50549.385 | -47109.0023 | -339664.4952 | -383082.2683 | -358968.5275 | -334536.9731 | -312651.3766 | -292197.5498 | -93829.6477 | -87443.561 | -81722.9542 | -76376.5928 | -71568.9214 | -66697.9094 | -62334.4948 | -58256.5372 | -54589.4674 | -50874.0845 | -47545.8734 | -44435.3957 | 0 | 0 | 0 | 0
NEM | CCGT | 6.2832e-05 | 6.7445e-05 | 7.2615e-05 | 6.7864e-05 | 0.00012275 | 0.00011503 | 0.00015582 | 0.00014984 | 0.00014003 | 0.00013122 | 0.00012229 | 0.00018899 | 0.00017663 | 0.00016551 | 0.00015425 | 0.00014472 | 0.00013526 | 0.00012771 | 0.00011999 | 0.00011214 | 0.00013754 | 0.00012889 | 0.00013298 | 0.00012428 | 0.00020793
NEM | Gas - Steam | 0 | 0 | 0 | 0 | 0 | 0 | 0 | 0 | 0 | 0 | 0 | 0 | 0 | 0 | 0 | 0 | 0 | 0 | 0 | 0 | 0 | 0 | 0 | 0 | 0
NEM | OCGT / Diesel | 0.00020964 | 0.00020694 | 0.00023172 | 0.00023407 | 0.00023055 | 0.00021732 | 0.00026429 | 0.00025182 | 0.00023534 | 0.00022462 | 0.00021354 | 9720.7641 | 9084.8263 | 9358.257 | 8721.3299 | 13040.4595 | 12187.3453 | 19389.9499 | 20072.1543 | 18759.0227 | 20967.706 | 19647.8535 | 21479.1299 | 20073.9532 | 23327.6818
NEM | Hydro | 0 | 0 | 0 | 0 | 0 | 0 | 0 | 0 | 0 | 0 | 0 | 0 | 0 | 0 | 0 | 0 | 0 | 0 | 0 | 0 | 0 | 0 | 0 | 0 | 0
NEM | Hydrogen Turbine | 0 | 0 | 0 | 0 | 0 | 0 | 0 | 0 | 0 | 0 | 0 | 0 | 0 | 0 | 0 | 0 | 0 | 0 | 0 | 0 | 0 | 0 | 0 | 0 | 0
NEM | Wind | 18874.1818 | 49783.8577 | 165329.9918 | 598995.4589 | 562354.499 | 529478.2149 | 563728.9772 | 592443.6384 | 699985.721 | 693212.3472 | 767351.2218 | 839964.1837 | 857938.0571 | 871700.9968 | 813173.0945 | 759978.8316 | 722247.4901 | 679452.4295 | 639770.1595 | 599992.1674 | 578359.7532 | 546235.9531 | 509058.8963 | 475755.9777 | 444631.7548
NEM | Solar PV | 20127.0397 | 26371.0395 | 24576.2154 | 97536.8753 | 91155.9582 | 85417.9712 | 79604.3874 | 77283.4374 | 92510.4918 | 86687.2411 | 80787.2697 | 83361.3262 | 77907.7814 | 73003.7269 | 87791.1486 | 100091.3497 | 115955.8018 | 144524.5763 | 137858.8925 | 130548.9132 | 149857.603 | 142138.0737 | 135725.1524 | 126972.4233 | 118665.8161
NEM | Grid Battery | 13230.3322 | 25998.2812 | 42721.791 | 157564.424 | 147256.4711 | 137987.1294 | 128595.6656 | 120182.8651 | 142001.4623 | 133062.9073 | 124006.5879 | 128327.9628 | 119932.6755 | 125337.3814 | 116806.8647 | 163164.5896 | 152490.2706 | 146892.0734 | 141289.3658 | 132878.0769 | 136170.1547 | 127598.6634 | 132838.1489 | 124147.8041 | 119191.4965
NEM | PHES | 0 | 0 | 0.0046941 | 0.0082406 | 0.0082887 | 0.0077669 | 0.0092598 | 0.0087127 | 0.0086427 | 0.0083145 | 0.0080186 | 0.010011 | 0.0093556 | 0.0090587 | 0.0084894 | 0.0092918 | 0.008684 | 0.0093321 | 0.0097837 | 0.0091968 | 0.0099411 | 0.0093154 | 0.009122 | 0.0086573 | 0.0087736
NEM | VPP | 0 | 0 | 0 | 0 | 0 | 0 | 0 | 0 | 0 | 0 | 0 | 0 | 0 | 0 | 0 | 0 | 0 | 0 | 0 | 0 | 0 | 0 | 0 | 0 | 0
Total |  | 52231.554 | 51603.7937 | 136633.9013 | 95864.3502 | 26499.6956 | 55911.5069 | 122393.4288 | 305726.966 | 472937.7502 | 701319.0581 | 795206.2209 | 927179.0966 | 915180.4932 | 939139.5897 | 890072.6238 | 908780.0785 | 883726.5558 | 885213.1173 | 847252.4254 | 802197.0085 | 815985.3517 | 812255.6221 | 777326.6331 | 726599.9768 | 686797.8887
Region | Technology | 2026-27 | 2027-28 | 2028-29 | 2029-30 | 2030-31 | 2031-32 | 2032-33 | 2033-34 | 2034-35 | 2035-36 | 2036-37 | 2037-38 | 2038-39 | 2039-40 | 2040-41 | 2041-42 | 2042-43 | 2043-44 | 2044-45 | 2045-46 | 2046-47 | 2047-48 | 2048-49 | 2049-50 | 2050-51
NSW1 | Black Coal | 0 | 0 | -24117.7141 | -161073.7849 | -150536.2476 | -141060.4541 | -131459.8181 | -7.5649e-05 | -0.00057064 | -11390.4117 | -10615.1753 | -9920.7246 | -27949.0011 | -26189.6975 | 0 | 0 | 0 | 0 | 0 | 0 | 0 | 0 | 0 | 0 | 0
NSW1 | Brown Coal | 0 | 0 | 0 | 0 | 0 | 0 | 0 | 0 | 0 | 0 | 0 | 0 | 0 | 0 | 0 | 0 | 0 | 0 | 0 | 0 | 0 | 0 | 0 | 0 | 0
NSW1 | CCGT | 1.7666e-05 | 1.8774e-05 | 2.1723e-05 | 2.0302e-05 | 3.6549e-05 | 3.4248e-05 | 5.068e-05 | 4.7364e-05 | 4.4266e-05 | 4.1479e-05 | 3.8656e-05 | 4.8014e-05 | 4.4873e-05 | 4.2048e-05 | 3.9186e-05 | 3.6623e-05 | 3.4227e-05 | 3.2072e-05 | 2.9889e-05 | 2.7934e-05 | 2.9114e-05 | 2.7282e-05 | 2.5425e-05 | 2.3761e-05 | 4.6979e-05
NSW1 | Gas - Steam | 0 | 0 | 0 | 0 | 0 | 0 | 0 | 0 | 0 | 0 | 0 | 0 | 0 | 0 | 0 | 0 | 0 | 0 | 0 | 0 | 0 | 0 | 0 | 0 | 0
NSW1 | OCGT / Diesel | 4.3609e-05 | 4.7245e-05 | 4.9929e-05 | 5.8102e-05 | 5.4301e-05 | 5.0883e-05 | 6.9951e-05 | 6.5375e-05 | 6.1098e-05 | 5.7252e-05 | 5.3355e-05 | 7382.0249 | 6899.0887 | 6464.8124 | 6024.8145 | 5630.6677 | 5262.3063 | 11576.136 | 12790.1511 | 11953.4122 | 11171.4133 | 10468.2072 | 9755.7365 | 9117.5107 | 9992.9337
NSW1 | Hydro | 0 | 0 | 0 | 0 | 0 | 0 | 0 | 0 | 0 | 0 | 0 | 0 | 0 | 0 | 0 | 0 | 0 | 0 | 0 | 0 | 0 | 0 | 0 | 0 | 0
NSW1 | Hydrogen Turbine | 0 | 0 | 0 | 0 | 0 | 0 | 0 | 0 | 0 | 0 | 0 | 0 | 0 | 0 | 0 | 0 | 0 | 0 | 0 | 0 | 0 | 0 | 0 | 0 | 0
NSW1 | Wind | 10971.3883 | 34973.186 | 72984.5939 | 115003.852 | 107480.2355 | 100714.6854 | 93860.0001 | 87719.6263 | 81980.9591 | 76820.5101 | 113717.3208 | 132959.7739 | 124261.471 | 116719.3777 | 109575.853 | 102407.3393 | 95707.7938 | 89683.2827 | 85599.7504 | 80529.0093 | 75980.778 | 71198.0219 | 66352.2536 | 62011.452 | 57954.628
NSW1 | Solar PV | 20127.0392 | 26371.0389 | 24576.2145 | 28404.4213 | 26546.1881 | 24875.1872 | 23182.1712 | 21665.5805 | 20248.2061 | 18973.6438 | 17682.2894 | 16525.5041 | 15444.3963 | 14472.2191 | 16045.3159 | 21729.7847 | 29610.5658 | 44165.1411 | 41159.2424 | 38466.5816 | 44788.085 | 42853.3064 | 39936.6917 | 37324.0109 | 34882.2532
NSW1 | Grid Battery | 0.00079375 | 13354.2982 | 12445.3988 | 53178.9127 | 49699.9184 | 46571.4615 | 43401.7876 | 40562.4183 | 37908.8021 | 35522.5597 | 33104.8788 | 30939.1391 | 28915.0833 | 27597.476 | 25719.1798 | 38433.8543 | 35919.49 | 33658.4687 | 31367.6588 | 29315.569 | 27397.7287 | 25673.126 | 24936.7315 | 23305.3567 | 22728.6889
NSW1 | PHES | 0 | 0 | 0.0012273 | 0.0026858 | 0.0025101 | 0.0023521 | 0.002192 | 0.002066 | 0.0019308 | 0.0018575 | 0.0018 | 0.0027847 | 0.0026025 | 0.0026027 | 0.0024256 | 0.0025828 | 0.0024139 | 0.0028475 | 0.0028337 | 0.0026657 | 0.0027059 | 0.0025356 | 0.0024402 | 0.0023046 | 0.0022248
NSW1 | VPP | 0 | 0 | 0 | 0 | 0 | 0 | 0 | 0 | 0 | 0 | 0 | 0 | 0 | 0 | 0 | 0 | 0 | 0 | 0 | 0 | 0 | 0 | 0 | 0 | 0
Total |  | 31098.4283 | 74698.5231 | 85888.4943 | 35513.4038 | 33190.097 | 31100.8826 | 28984.143 | 149947.6272 | 140137.9688 | 119926.3039 | 153889.3156 | 177885.7202 | 147571.0408 | 139064.1904 | 157365.1656 | 168201.6487 | 166500.1583 | 179083.0314 | 170916.8056 | 160264.5749 | 159338.0078 | 150192.6642 | 140981.4158 | 131758.3327 | 125558.5061
Region | Technology | 2026-27 | 2027-28 | 2028-29 | 2029-30 | 2030-31 | 2031-32 | 2032-33 | 2033-34 | 2034-35 | 2035-36 | 2036-37 | 2037-38 | 2038-39 | 2039-40 | 2040-41 | 2041-42 | 2042-43 | 2043-44 | 2044-45 | 2045-46 | 2046-47 | 2047-48 | 2048-49 | 2049-50 | 2050-51
QLD1 | Black Coal | 0 | 0 | -24767.3856 | -257494.1364 | -240648.7255 | -196942.8351 | -183538.8199 | -171531.6073 | -169362.3835 | -106423.3867 | -78880.1305 | -42551.4715 | -45357.2627 | -42502.1626 | -69721.9131 | -65160.6666 | -60897.8236 | -50456.4538 | -40864.0721 | -32435.3076 | -24934.4797 | -23364.931 | -21774.7036 | -20350.1903 | -19018.8694
QLD1 | Brown Coal | 0 | 0 | 0 | 0 | 0 | 0 | 0 | 0 | 0 | 0 | 0 | 0 | 0 | 0 | 0 | 0 | 0 | 0 | 0 | 0 | 0 | 0 | 0 | 0 | 0
QLD1 | CCGT | 1.7407e-05 | 1.7551e-05 | 2.003e-05 | 1.8719e-05 | 2.7617e-05 | 2.5879e-05 | 3.583e-05 | 3.77e-05 | 3.5234e-05 | 3.3016e-05 | 3.0769e-05 | 7.2009e-05 | 6.7298e-05 | 6.3062e-05 | 5.877e-05 | 5.4925e-05 | 5.1332e-05 | 4.8101e-05 | 4.4827e-05 | 4.1895e-05 | 6.8882e-05 | 6.4546e-05 | 7.1283e-05 | 6.6619e-05 | 9.9298e-05
QLD1 | Gas - Steam | 0 | 0 | 0 | 0 | 0 | 0 | 0 | 0 | 0 | 0 | 0 | 0 | 0 | 0 | 0 | 0 | 0 | 0 | 0 | 0 | 0 | 0 | 0 | 0 | 0
QLD1 | OCGT / Diesel | 4.3183e-05 | 4.1843e-05 | 5.6198e-05 | 5.2521e-05 | 4.9085e-05 | 4.5996e-05 | 4.5613e-05 | 4.7444e-05 | 4.434e-05 | 4.1549e-05 | 4.0581e-05 | 0.00022176 | 0.00020725 | 0.00019421 | 0.00018099 | 0.00016915 | 0.00015808 | 0.00014813 | 0.00097728 | 0.00091334 | 3435.9099 | 3219.63 | 6169.0185 | 5765.4379 | 5388.2597
QLD1 | Hydro | 0 | 0 | 0 | 0 | 0 | 0 | 0 | 0 | 0 | 0 | 0 | 0 | 0 | 0 | 0 | 0 | 0 | 0 | 0 | 0 | 0 | 0 | 0 | 0 | 0
QLD1 | Hydrogen Turbine | 0 | 0 | 0 | 0 | 0 | 0 | 0 | 0 | 0 | 0 | 0 | 0 | 0 | 0 | 0 | 0 | 0 | 0 | 0 | 0 | 0 | 0 | 0 | 0 | 0
QLD1 | Wind | 0.00068641 | 0.00071039 | 0.0010649 | 133098.8699 | 124391.4671 | 116561.4071 | 108628.1869 | 101521.67 | 125372.1443 | 117480.3537 | 109484.5896 | 124468.8592 | 116326.0366 | 109003.6706 | 101584.8334 | 94943.0736 | 99589.4902 | 93334.8703 | 91134.5568 | 85172.4829 | 88203.9522 | 82651.7849 | 77026.4684 | 71987.3536 | 67277.9005
QLD1 | Solar PV | 0.00022392 | 0.00024607 | 0.00031548 | 37688.5182 | 35222.9142 | 33005.7402 | 30759.3557 | 31633.8751 | 45986.4568 | 43091.7509 | 40158.9075 | 37531.6893 | 35076.3451 | 32868.3971 | 47694.4471 | 49768.6625 | 59622.8968 | 65129.8616 | 62936.5533 | 60528.0355 | 74688.7797 | 69987.3508 | 68484.1763 | 64130.3896 | 59934.9435
QLD1 | Grid Battery | 0.00075841 | 246.4599 | 12548.8906 | 47301.2015 | 44206.7304 | 41424.0527 | 38604.7137 | 36079.1716 | 33718.852 | 31596.354 | 29445.8924 | 35947.5271 | 33595.8197 | 39809.9384 | 37100.4567 | 64103.9284 | 59910.2134 | 58349.8933 | 58773.4046 | 55760.3561 | 64097.5165 | 60062.7759 | 68887.8535 | 64381.1715 | 60169.3192
QLD1 | PHES | 0 | 0 | 0.001513 | 0.0027804 | 0.0025985 | 0.0024349 | 0.0022692 | 0.002156 | 0.0020149 | 0.0020034 | 0.0020097 | 0.0031684 | 0.0029611 | 0.002832 | 0.0026392 | 0.0027036 | 0.0025267 | 0.0026152 | 0.0030661 | 0.0028967 | 0.0037618 | 0.003525 | 0.0035909 | 0.003356 | 0.0032035
QLD1 | VPP | 0 | 0 | 0 | 0 | 0 | 0 | 0 | 0 | 0 | 0 | 0 | 0 | 0 | 0 | 0 | 0 | 0 | 0 | 0 | 0 | 0 | 0 | 0 | 0 | 0
Total |  | 0.0017293 | 246.4609 | -12218.492 | -39405.5439 | -36827.6111 | -5951.6326 | -5546.5613 | -2296.8884 | 35715.0717 | 85745.074 | 100209.2611 | 155396.6075 | 139640.942 | 139179.8466 | 116657.827 | 143655.0008 | 158224.7795 | 166358.1742 | 171980.4466 | 169025.5708 | 205491.6824 | 192556.6141 | 198792.8167 | 185914.1656 | 173751.5568
Region | Technology | 2026-27 | 2027-28 | 2028-29 | 2029-30 | 2030-31 | 2031-32 | 2032-33 | 2033-34 | 2034-35 | 2035-36 | 2036-37 | 2037-38 | 2038-39 | 2039-40 | 2040-41 | 2041-42 | 2042-43 | 2043-44 | 2044-45 | 2045-46 | 2046-47 | 2047-48 | 2048-49 | 2049-50 | 2050-51
VIC1 | Black Coal | 0 | 0 | 0 | 0 | 0 | 0 | 0 | 0 | 0 | 0 | 0 | 0 | 0 | 0 | 0 | 0 | 0 | 0 | 0 | 0 | 0 | 0 | 0 | 0 | 0
VIC1 | Brown Coal | 0 | -50549.385 | -47109.0023 | -339664.4952 | -383082.2683 | -358968.5275 | -334536.9731 | -312651.3766 | -292197.5498 | -93829.6477 | -87443.561 | -81722.9542 | -76376.5928 | -71568.9214 | -66697.9094 | -62334.4948 | -58256.5372 | -54589.4674 | -50874.0845 | -47545.8734 | -44435.3957 | 0 | 0 | 0 | 0
VIC1 | CCGT | 0 | 0 | 0 | 0 | 0 | 0 | 0 | 0 | 0 | 0 | 0 | 0 | 0 | 0 | 0 | 0 | 0 | 0 | 0 | 0 | 0 | 0 | 0 | 0 | 0
VIC1 | Gas - Steam | 0 | 0 | 0 | 0 | 0 | 0 | 0 | 0 | 0 | 0 | 0 | 0 | 0 | 0 | 0 | 0 | 0 | 0 | 0 | 0 | 0 | 0 | 0 | 0 | 0
VIC1 | OCGT / Diesel | 4.2072e-05 | 4.0904e-05 | 5.0777e-05 | 5.25e-05 | 5.0365e-05 | 4.7195e-05 | 6.1613e-05 | 5.7582e-05 | 5.3815e-05 | 5.0427e-05 | 4.6995e-05 | 2338.7388 | 2185.7372 | 2893.4441 | 2696.5151 | 7409.7914 | 6925.0387 | 7813.8136 | 7282.002 | 6805.6094 | 6360.3826 | 5960.0161 | 5554.3748 | 5191.0045 | 7946.4882
VIC1 | Hydro | 0 | 0 | 0 | 0 | 0 | 0 | 0 | 0 | 0 | 0 | 0 | 0 | 0 | 0 | 0 | 0 | 0 | 0 | 0 | 0 | 0 | 0 | 0 | 0 | 0
VIC1 | Hydrogen Turbine | 0 | 0 | 0 | 0 | 0 | 0 | 0 | 0 | 0 | 0 | 0 | 0 | 0 | 0 | 0 | 0 | 0 | 0 | 0 | 0 | 0 | 0 | 0 | 0 | 0
VIC1 | Wind | 0.00082449 | 0.0008938 | 66576.9683 | 288315.7079 | 269453.9326 | 252492.6368 | 303050.8455 | 346441.3543 | 437428.6401 | 441966.6559 | 489354.2884 | 529740.5271 | 562748.2221 | 590729.3547 | 550524.0574 | 514508.4648 | 480849.0323 | 453235.0298 | 422387.6561 | 396301.7067 | 371486.1064 | 352293.4648 | 328316.218 | 306837.5869 | 286764.0998
VIC1 | Solar PV | 7.5687e-05 | 8.0407e-05 | 0.00011039 | 20905.9058 | 19538.2298 | 18308.3583 | 17062.2835 | 15946.0593 | 18763.7518 | 17582.6314 | 16385.9498 | 15313.9718 | 14312.1232 | 13411.2191 | 12498.4457 | 11680.7904 | 10916.6265 | 11645.674 | 10853.0644 | 10143.0508 | 10370.2288 | 10546.5069 | 9829.5698 | 9186.5139 | 8585.527
VIC1 | Grid Battery | 12108.8605 | 11346.6456 | 10574.3894 | 42597.5549 | 39810.799 | 37304.8317 | 34765.8486 | 32491.4473 | 60046.8662 | 56267.1008 | 52437.5374 | 49007.0443 | 45800.976 | 42917.9455 | 39996.9314 | 37380.3097 | 34934.8689 | 32735.8264 | 30507.8118 | 28511.9736 | 26646.7043 | 24969.3763 | 23269.9497 | 21747.6174 | 20324.8769
VIC1 | PHES | 0 | 0 | 0.00047846 | 0.00095697 | 0.00089437 | 0.00083807 | 0.00081953 | 0.00076592 | 0.0012158 | 0.0011517 | 0.0010899 | 0.0010513 | 0.00098251 | 0.00095 | 0.00088534 | 0.00099991 | 0.00093449 | 0.00098086 | 0.00096462 | 0.00090152 | 0.00087064 | 0.00081584 | 0.00076327 | 0.0007554 | 0.00081271
VIC1 | VPP | 0 | 0 | 0 | 0 | 0 | 0 | 0 | 0 | 0 | 0 | 0 | 0 | 0 | 0 | 0 | 0 | 0 | 0 | 0 | 0 | 0 | 0 | 0 | 0 | 0
Total |  | 12108.8614 | -39202.7384 | 30042.3561 | 12154.6745 | -54279.306 | -50862.6997 | 20342.0054 | 82227.4851 | 224041.7096 | 421986.7416 | 470734.2158 | 514677.3289 | 548670.4666 | 578383.043 | 539018.041 | 508644.8624 | 475369.0302 | 450840.8773 | 420156.4508 | 394216.4681 | 370428.0274 | 393769.3648 | 366970.1131 | 342962.7234 | 323620.9927
Region | Technology | 2026-27 | 2027-28 | 2028-29 | 2029-30 | 2030-31 | 2031-32 | 2032-33 | 2033-34 | 2034-35 | 2035-36 | 2036-37 | 2037-38 | 2038-39 | 2039-40 | 2040-41 | 2041-42 | 2042-43 | 2043-44 | 2044-45 | 2045-46 | 2046-47 | 2047-48 | 2048-49 | 2049-50 | 2050-51
SA1 | Black Coal | 0 | 0 | 0 | 0 | 0 | 0 | 0 | 0 | 0 | 0 | 0 | 0 | 0 | 0 | 0 | 0 | 0 | 0 | 0 | 0 | 0 | 0 | 0 | 0 | 0
SA1 | Brown Coal | 0 | 0 | 0 | 0 | 0 | 0 | 0 | 0 | 0 | 0 | 0 | 0 | 0 | 0 | 0 | 0 | 0 | 0 | 0 | 0 | 0 | 0 | 0 | 0 | 0
SA1 | CCGT | 1.5939e-05 | 2.0043e-05 | 2.054e-05 | 1.9196e-05 | 3.5874e-05 | 3.3616e-05 | 4.947e-05 | 4.6234e-05 | 4.3209e-05 | 4.0489e-05 | 3.7734e-05 | 5.4829e-05 | 5.1242e-05 | 4.8017e-05 | 4.4748e-05 | 4.1821e-05 | 3.9085e-05 | 3.6625e-05 | 3.4132e-05 | 3.1899e-05 | 2.9812e-05 | 2.7936e-05 | 2.6034e-05 | 2.4331e-05 | 4.7078e-05
SA1 | Gas - Steam | 0 | 0 | 0 | 0 | 0 | 0 | 0 | 0 | 0 | 0 | 0 | 0 | 0 | 0 | 0 | 0 | 0 | 0 | 0 | 0 | 0 | 0 | 0 | 0 | 0
SA1 | OCGT / Diesel | 4.0174e-05 | 3.7645e-05 | 3.6608e-05 | 3.5239e-05 | 3.4591e-05 | 3.3699e-05 | 4.1404e-05 | 3.8696e-05 | 3.6164e-05 | 3.4942e-05 | 3.4918e-05 | 0.0001891 | 0.00017673 | 0.00016561 | 0.00015434 | 0.00014746 | 0.00013782 | 0.00013618 | 0.00012692 | 0.00011861 | 0.00011085 | 0.00010388 | 9.6806e-05 | 9.0472e-05 | 9.7071e-05
SA1 | Hydro | 0 | 0 | 0 | 0 | 0 | 0 | 0 | 0 | 0 | 0 | 0 | 0 | 0 | 0 | 0 | 0 | 0 | 0 | 0 | 0 | 0 | 0 | 0 | 0 | 0
SA1 | Hydrogen Turbine | 0 | 0 | 0 | 0 | 0 | 0 | 0 | 0 | 0 | 0 | 0 | 0 | 0 | 0 | 0 | 0 | 0 | 0 | 0 | 0 | 0 | 0 | 0 | 0 | 0
SA1 | Wind | 0.00082894 | 0.00095679 | 5064.4544 | 36481.0939 | 34094.4803 | 31948.3377 | 29773.9199 | 27826.0934 | 26005.6948 | 27582.781 | 25705.4861 | 24023.8195 | 26232.3041 | 27176.626 | 25326.9734 | 23670.0687 | 23250.8136 | 21787.2465 | 20693.506 | 19339.7253 | 25259.7173 | 23760.5968 | 22143.4403 | 20694.804 | 19340.9383
SA1 | Solar PV | 0.00018457 | 0.00020601 | 0.00033661 | 10538.0298 | 9848.626 | 9228.6853 | 8600.577 | 8037.9224 | 7512.077 | 7039.2149 | 6560.1228 | 13990.1609 | 13074.9167 | 12251.891 | 11552.9394 | 16912.1117 | 15805.7122 | 23583.8992 | 22910.032 | 21411.2449 | 20010.5092 | 18750.9093 | 17474.7142 | 16331.5086 | 15263.0922
SA1 | Grid Battery | 1121.4697 | 1050.8766 | 7153.1113 | 14486.7541 | 13539.0225 | 12686.7827 | 11823.3147 | 11049.8268 | 10326.941 | 9676.8918 | 9018.2784 | 12434.2513 | 11620.7956 | 15012.0205 | 13990.2958 | 23246.4958 | 21725.697 | 22147.8837 | 20640.4893 | 19290.1769 | 18028.2039 | 16893.3839 | 15743.6129 | 14713.6573 | 15968.6102
SA1 | PHES | 0 | 0 | 0.00020478 | 0.00033277 | 0.000311 | 0.00029142 | 0.0003184 | 0.00029757 | 0.0002781 | 0.00029049 | 0.00029304 | 0.0003461 | 0.00032346 | 0.00033081 | 0.0003083 | 0.00033539 | 0.00031345 | 0.00033138 | 0.00034982 | 0.00033159 | 0.00033061 | 0.0003098 | 0.00029802 | 0.00032061 | 0.0003218
SA1 | VPP | 0 | 0 | 0 | 0 | 0 | 0 | 0 | 0 | 0 | 0 | 0 | 0 | 0 | 0 | 0 | 0 | 0 | 0 | 0 | 0 | 0 | 0 | 0 | 0 | 0
Total |  | 1121.4708 | 1050.8779 | 12217.5663 | 61505.8782 | 57482.1292 | 53863.806 | 50197.812 | 46913.843 | 43844.7131 | 44298.8881 | 41283.8877 | 50448.2322 | 50928.0169 | 54440.5381 | 50870.2091 | 63828.6767 | 60782.2233 | 67519.0299 | 64244.0279 | 60041.1475 | 63298.4309 | 59404.8905 | 55361.7678 | 51739.9703 | 50572.6411
Region | Technology | 2026-27 | 2027-28 | 2028-29 | 2029-30 | 2030-31 | 2031-32 | 2032-33 | 2033-34 | 2034-35 | 2035-36 | 2036-37 | 2037-38 | 2038-39 | 2039-40 | 2040-41 | 2041-42 | 2042-43 | 2043-44 | 2044-45 | 2045-46 | 2046-47 | 2047-48 | 2048-49 | 2049-50 | 2050-51
TAS1 | Black Coal | 0 | 0 | 0 | 0 | 0 | 0 | 0 | 0 | 0 | 0 | 0 | 0 | 0 | 0 | 0 | 0 | 0 | 0 | 0 | 0 | 0 | 0 | 0 | 0 | 0
TAS1 | Brown Coal | 0 | 0 | 0 | 0 | 0 | 0 | 0 | 0 | 0 | 0 | 0 | 0 | 0 | 0 | 0 | 0 | 0 | 0 | 0 | 0 | 0 | 0 | 0 | 0 | 0
TAS1 | CCGT | 1.182e-05 | 1.1076e-05 | 1.0322e-05 | 9.6466e-06 | 2.2714e-05 | 2.1284e-05 | 1.9836e-05 | 1.8538e-05 | 1.7325e-05 | 1.6235e-05 | 1.513e-05 | 1.414e-05 | 1.3215e-05 | 1.2383e-05 | 1.154e-05 | 1.1356e-05 | 1.0613e-05 | 1.0914e-05 | 1.1146e-05 | 1.0417e-05 | 9.7356e-06 | 9.1228e-06 | 1.0242e-05 | 9.5724e-06 | 1.4579e-05
TAS1 | Gas - Steam | 0 | 0 | 0 | 0 | 0 | 0 | 0 | 0 | 0 | 0 | 0 | 0 | 0 | 0 | 0 | 0 | 0 | 0 | 0 | 0 | 0 | 0 | 0 | 0 | 0
TAS1 | OCGT / Diesel | 4.0603e-05 | 3.9306e-05 | 3.8209e-05 | 3.5709e-05 | 4.2204e-05 | 3.9548e-05 | 4.5711e-05 | 4.2721e-05 | 3.9926e-05 | 4.0445e-05 | 3.7693e-05 | 4.5483e-05 | 4.2507e-05 | 4.0522e-05 | 3.8498e-05 | 5.9434e-05 | 5.5545e-05 | 5.9e-05 | 7.6841e-05 | 7.1814e-05 | 6.7116e-05 | 6.2891e-05 | 5.8611e-05 | 5.4776e-05 | 8.7405e-05
TAS1 | Hydro | 0 | 0 | 0 | 0 | 0 | 0 | 0 | 0 | 0 | 0 | 0 | 0 | 0 | 0 | 0 | 0 | 0 | 0 | 0 | 0 | 0 | 0 | 0 | 0 | 0
TAS1 | Hydrogen Turbine | 0 | 0 | 0 | 0 | 0 | 0 | 0 | 0 | 0 | 0 | 0 | 0 | 0 | 0 | 0 | 0 | 0 | 0 | 0 | 0 | 0 | 0 | 0 | 0 | 0
TAS1 | Wind | 7902.7911 | 14810.6692 | 20703.9742 | 26095.9352 | 26934.3835 | 27761.1478 | 28416.0248 | 28934.8944 | 29198.2827 | 29362.0465 | 29089.5368 | 28771.2039 | 28370.0233 | 28071.9676 | 26161.3773 | 24449.8853 | 22850.3601 | 21412.0003 | 19954.6902 | 18649.2432 | 17429.1992 | 16332.0848 | 15220.516 | 14224.7813 | 13294.1881
TAS1 | Solar PV | 0.00010685 | 0.00013491 | 0.00012573 | 0.00013474 | 0.00012711 | 0.0001276 | 0.00013578 | 0.0001269 | 0.00011859 | 0.00011113 | 0.00012307 | 0.00015277 | 0.0001444 | 0.00051926 | 0.00049051 | 0.00046839 | 0.00044034 | 0.00043334 | 0.00040769 | 0.00038102 | 0.00036343 | 0.00034097 | 0.00034277 | 0.00032034 | 0.00029939
TAS1 | Grid Battery | 0.0004807 | 0.00090183 | 0.00084045 | 0.00078547 | 0.00079491 | 0.00074487 | 0.0010867 | 0.001036 | 0.00096983 | 0.00093742 | 0.00090164 | 0.0010408 | 0.00097267 | 0.0010017 | 0.0010373 | 0.0013783 | 0.0012881 | 0.0012214 | 0.0012722 | 0.001189 | 0.0013118 | 0.0012528 | 0.0012694 | 0.0012324 | 0.0013364
TAS1 | PHES | 0 | 0 | 0.0012706 | 0.0014848 | 0.0019748 | 0.0018504 | 0.0036607 | 0.0034273 | 0.0032031 | 0.0030115 | 0.0028259 | 0.0026601 | 0.002486 | 0.0023432 | 0.0022309 | 0.0026701 | 0.0024954 | 0.0025571 | 0.0025695 | 0.0024014 | 0.0022721 | 0.0021291 | 0.0020295 | 0.0019207 | 0.0022107
TAS1 | VPP | 0 | 0 | 0 | 0 | 0 | 0 | 0 | 0 | 0 | 0 | 0 | 0 | 0 | 0 | 0 | 0 | 0 | 0 | 0 | 0 | 0 | 0 | 0 | 0 | 0
Total |  | 7902.7917 | 14810.6702 | 20703.9765 | 26095.9376 | 26934.3865 | 27761.1506 | 28416.0297 | 28934.8991 | 29198.287 | 29362.0506 | 29089.5407 | 28771.2078 | 28370.0269 | 28071.9716 | 26161.3811 | 24449.8899 | 22850.3644 | 21412.0045 | 19954.6945 | 18649.2472 | 17429.2032 | 16332.0886 | 15220.5197 | 14224.7848 | 13294.1921

## ML1_Fuel Cost
Fuel cost by technology ($000s) - ML1, Step Change Scenario
Fuel | Real June 2024 dollars discounted to 1 July 2025
Explicitly modelled generation
Region | Technology | 2026-27 | 2027-28 | 2028-29 | 2029-30 | 2030-31 | 2031-32 | 2032-33 | 2033-34 | 2034-35 | 2035-36 | 2036-37 | 2037-38 | 2038-39 | 2039-40 | 2040-41 | 2041-42 | 2042-43 | 2043-44 | 2044-45 | 2045-46 | 2046-47 | 2047-48 | 2048-49 | 2049-50 | 2050-51
NEM | Black Coal | 2836697.996 | 2343773.905 | 2086715.8977 | 552498.2181 | 585170.6364 | 499373.5511 | 486973.6928 | 376889.6592 | 289129.9314 | 230437.4577 | 190285.463 | 186420.2159 | 116679.2376 | 110059.4711 | 28102.7998 | 23599.2584 | 0.0038767 | 0.0032004 | 0.0025053 | 0.0017951 | 0.0015963 | 0.0011902 | 0.0011054 | 0.0011363 | 0.0014031
NEM | Brown Coal | 289140.076 | 259552.812 | 155705.546 | 28173.8293 | 0.049917 | 0.0020528 | 0.0017562 | 0.0019178 | 0.0010355 | 0.00031788 | 0.00028545 | 0.00027223 | 0.0001595 | 0.00011229 | 0.00015724 | 0.00014878 | 0.00013387 | 0.00013009 | 0.00011534 | 8.3574e-05 | 8.4452e-05 | 0 | 0 | 0 | 0
NEM | CCGT | 383537.3262 | 408381.4306 | 601928.3179 | 631449.5604 | 543407.3385 | 453374.4582 | 517193.6568 | 582651.668 | 413366.5991 | 342414.4588 | 291264.1374 | 222098.2705 | 215994.6152 | 190824.1749 | 177026.0684 | 147632.2189 | 156564.8757 | 100941.1471 | 77645.6848 | 55605.4138 | 35701.9095 | 29778.9111 | 29981.7492 | 27762.5749 | 0.008344
NEM | Gas - Steam | 6673.272 | 5403.2645 | 61182.084 | 29760.806 | 72912.216 | 49188.296 | 86127.632 | 93021.936 | 38279.868 | 25464.486 | 23288.906 | 21668.926 | 28440.128 | 0 | 0 | 0 | 0 | 0 | 0 | 0 | 0 | 0 | 0 | 0 | 0
NEM | OCGT / Diesel | 43058.2114 | 34620.9745 | 265499.4526 | 801603.4272 | 354495.4046 | 295211.8684 | 401203.977 | 482469.285 | 381524.5369 | 295964.449 | 258326.5406 | 341006.5653 | 473697.0979 | 502715.2198 | 594667.8841 | 473667.6946 | 380925.068 | 557653.1459 | 387154.7982 | 450381.6826 | 503009.6716 | 452471.9842 | 504070.8547 | 486010.6622 | 553685.016
NEM | Hydro | 0 | 0 | 0 | 0 | 0 | 0 | 0 | 0 | 0 | 0 | 0 | 0 | 0 | 0 | 0 | 0 | 0 | 0 | 0 | 0 | 0 | 0 | 0 | 0 | 0
NEM | Hydrogen Turbine | 0 | 0 | 0 | 0 | 0 | 0 | 0 | 0 | 0 | 0 | 0 | 0 | 0 | 0 | 0 | 0 | 0 | 0 | 0 | 0 | 0 | 0 | 0 | 0 | 0
NEM | Wind | 0 | 0 | 0 | 0 | 0 | 0 | 0 | 0 | 0 | 0 | 0 | 0 | 0 | 0 | 0 | 0 | 0 | 0 | 0 | 0 | 0 | 0 | 0 | 0 | 0
NEM | Solar PV | 0 | 0 | 0 | 0 | 0 | 0 | 0 | 0 | 0 | 0 | 0 | 0 | 0 | 0 | 0 | 0 | 0 | 0 | 0 | 0 | 0 | 0 | 0 | 0 | 0
NEM | Grid Battery | 0 | 0 | 0 | 0 | 0 | 0 | 0 | 0 | 0 | 0 | 0 | 0 | 0 | 0 | 0 | 0 | 0 | 0 | 0 | 0 | 0 | 0 | 0 | 0 | 0
NEM | PHES | 0 | 0 | 0 | 0 | 0 | 0 | 0 | 0 | 0 | 0 | 0 | 0 | 0 | 0 | 0 | 0 | 0 | 0 | 0 | 0 | 0 | 0 | 0 | 0 | 0
NEM | VPP | 0 | 0 | 0 | 0 | 0 | 0 | 0 | 0 | 0 | 0 | 0 | 0 | 0 | 0 | 0 | 0 | 0 | 0 | 0 | 0 | 0 | 0 | 0 | 0 | 0
Total |  | 3559106.8816 | 3051732.3866 | 3171031.2981 | 2043485.841 | 1555985.6455 | 1297148.1757 | 1491498.9603 | 1535032.5501 | 1122300.9364 | 894280.8518 | 763165.0474 | 771193.978 | 834811.0789 | 803598.8659 | 799796.7524 | 644899.1721 | 537489.9478 | 658594.2964 | 464800.4856 | 505987.0983 | 538711.5827 | 482250.8964 | 534052.605 | 513773.2383 | 553685.0258
Region | Technology | 2026-27 | 2027-28 | 2028-29 | 2029-30 | 2030-31 | 2031-32 | 2032-33 | 2033-34 | 2034-35 | 2035-36 | 2036-37 | 2037-38 | 2038-39 | 2039-40 | 2040-41 | 2041-42 | 2042-43 | 2043-44 | 2044-45 | 2045-46 | 2046-47 | 2047-48 | 2048-49 | 2049-50 | 2050-51
NSW1 | Black Coal | 1507289.728 | 1099770.989 | 959816.64 | 299199.6007 | 327164.3175 | 271698.7934 | 268110.0805 | 182147.328 | 144756.184 | 94102.986 | 70744.294 | 70240.65 | 19894.7602 | 18230.1521 | 0 | 0 | 0 | 0 | 0 | 0 | 0 | 0 | 0 | 0 | 0
NSW1 | Brown Coal | 0 | 0 | 0 | 0 | 0 | 0 | 0 | 0 | 0 | 0 | 0 | 0 | 0 | 0 | 0 | 0 | 0 | 0 | 0 | 0 | 0 | 0 | 0 | 0 | 0
NSW1 | CCGT | 86954.3767 | 82523.9127 | 112423.6728 | 110008.3927 | 99487.8413 | 80373.9053 | 106505.2579 | 107131.8499 | 83127.8017 | 69692.5376 | 57450.1174 | 55283.2298 | 46926.0497 | 53824.0256 | 48056.9935 | 42519.0494 | 46231.7853 | 0.0012718 | 0.0011659 | 0.0011557 | 0.0012216 | 0.0011622 | 0.0010838 | 0.0010281 | 0.002026
NSW1 | Gas - Steam | 0 | 0 | 0 | 0 | 0 | 0 | 0 | 0 | 0 | 0 | 0 | 0 | 0 | 0 | 0 | 0 | 0 | 0 | 0 | 0 | 0 | 0 | 0 | 0 | 0
NSW1 | OCGT / Diesel | 4300.6464 | 11656.6254 | 75965.336 | 399701.5012 | 188864.1734 | 171673.0946 | 177321.3317 | 297114.3821 | 196488.0101 | 151059.3336 | 116813.1717 | 142552.7544 | 272594.279 | 233608.1861 | 321539.0298 | 189754.3272 | 174548.9 | 294171.9488 | 216875.1699 | 233569.929 | 263941.602 | 294711.743 | 275334.727 | 308265.293 | 300212.8292
NSW1 | Hydro | 0 | 0 | 0 | 0 | 0 | 0 | 0 | 0 | 0 | 0 | 0 | 0 | 0 | 0 | 0 | 0 | 0 | 0 | 0 | 0 | 0 | 0 | 0 | 0 | 0
NSW1 | Hydrogen Turbine | 0 | 0 | 0 | 0 | 0 | 0 | 0 | 0 | 0 | 0 | 0 | 0 | 0 | 0 | 0 | 0 | 0 | 0 | 0 | 0 | 0 | 0 | 0 | 0 | 0
NSW1 | Wind | 0 | 0 | 0 | 0 | 0 | 0 | 0 | 0 | 0 | 0 | 0 | 0 | 0 | 0 | 0 | 0 | 0 | 0 | 0 | 0 | 0 | 0 | 0 | 0 | 0
NSW1 | Solar PV | 0 | 0 | 0 | 0 | 0 | 0 | 0 | 0 | 0 | 0 | 0 | 0 | 0 | 0 | 0 | 0 | 0 | 0 | 0 | 0 | 0 | 0 | 0 | 0 | 0
NSW1 | Grid Battery | 0 | 0 | 0 | 0 | 0 | 0 | 0 | 0 | 0 | 0 | 0 | 0 | 0 | 0 | 0 | 0 | 0 | 0 | 0 | 0 | 0 | 0 | 0 | 0 | 0
NSW1 | PHES | 0 | 0 | 0 | 0 | 0 | 0 | 0 | 0 | 0 | 0 | 0 | 0 | 0 | 0 | 0 | 0 | 0 | 0 | 0 | 0 | 0 | 0 | 0 | 0 | 0
NSW1 | VPP | 0 | 0 | 0 | 0 | 0 | 0 | 0 | 0 | 0 | 0 | 0 | 0 | 0 | 0 | 0 | 0 | 0 | 0 | 0 | 0 | 0 | 0 | 0 | 0 | 0
Total |  | 1598544.751 | 1193951.5271 | 1148205.6489 | 808909.4947 | 615516.3322 | 523745.7933 | 551936.67 | 586393.56 | 424371.9958 | 314854.8572 | 245007.5832 | 268076.6341 | 339415.0889 | 305662.3639 | 369596.0233 | 232273.3765 | 220780.6853 | 294171.9501 | 216875.171 | 233569.9301 | 263941.6032 | 294711.7441 | 275334.7281 | 308265.2941 | 300212.8312
Region | Technology | 2026-27 | 2027-28 | 2028-29 | 2029-30 | 2030-31 | 2031-32 | 2032-33 | 2033-34 | 2034-35 | 2035-36 | 2036-37 | 2037-38 | 2038-39 | 2039-40 | 2040-41 | 2041-42 | 2042-43 | 2043-44 | 2044-45 | 2045-46 | 2046-47 | 2047-48 | 2048-49 | 2049-50 | 2050-51
QLD1 | Black Coal | 1329408.268 | 1244002.916 | 1126899.2577 | 253298.6174 | 258006.319 | 227674.7577 | 218863.6123 | 194742.3312 | 144373.7474 | 136334.4717 | 119541.169 | 116179.5659 | 96784.4774 | 91829.319 | 28102.7998 | 23599.2584 | 0.0038767 | 0.0032004 | 0.0025053 | 0.0017951 | 0.0015963 | 0.0011902 | 0.0011054 | 0.0011363 | 0.0014031
QLD1 | Brown Coal | 0 | 0 | 0 | 0 | 0 | 0 | 0 | 0 | 0 | 0 | 0 | 0 | 0 | 0 | 0 | 0 | 0 | 0 | 0 | 0 | 0 | 0 | 0 | 0 | 0
QLD1 | CCGT | 203067.6744 | 208459.1686 | 330344.2438 | 409211.9907 | 323338.199 | 277116.527 | 302527.8283 | 359872.0554 | 246962.6432 | 207031.9471 | 172775.794 | 166815.0382 | 169068.5632 | 137000.1471 | 128969.0729 | 105113.1676 | 110333.0886 | 100941.144 | 77645.6819 | 55605.411 | 35701.9066 | 29778.9083 | 29981.7466 | 27762.5725 | 0.0037091
QLD1 | Gas - Steam | 0 | 0 | 0 | 0 | 0 | 0 | 0 | 0 | 0 | 0 | 0 | 0 | 0 | 0 | 0 | 0 | 0 | 0 | 0 | 0 | 0 | 0 | 0 | 0 | 0
QLD1 | OCGT / Diesel | 1047.4979 | 1143.2609 | 6947.9932 | 155733.1753 | 21365.4711 | 8380.4546 | 42198.9039 | 27385.1807 | 59211.391 | 54400.7354 | 69464.4848 | 77218.2513 | 95748.7232 | 102246.6566 | 125427.5609 | 84779.1237 | 94338.4865 | 91373.2962 | 71105.7278 | 97006.7484 | 91037.6596 | 56541.7394 | 88236.8009 | 33853.7522 | 30284.3616
QLD1 | Hydro | 0 | 0 | 0 | 0 | 0 | 0 | 0 | 0 | 0 | 0 | 0 | 0 | 0 | 0 | 0 | 0 | 0 | 0 | 0 | 0 | 0 | 0 | 0 | 0 | 0
QLD1 | Hydrogen Turbine | 0 | 0 | 0 | 0 | 0 | 0 | 0 | 0 | 0 | 0 | 0 | 0 | 0 | 0 | 0 | 0 | 0 | 0 | 0 | 0 | 0 | 0 | 0 | 0 | 0
QLD1 | Wind | 0 | 0 | 0 | 0 | 0 | 0 | 0 | 0 | 0 | 0 | 0 | 0 | 0 | 0 | 0 | 0 | 0 | 0 | 0 | 0 | 0 | 0 | 0 | 0 | 0
QLD1 | Solar PV | 0 | 0 | 0 | 0 | 0 | 0 | 0 | 0 | 0 | 0 | 0 | 0 | 0 | 0 | 0 | 0 | 0 | 0 | 0 | 0 | 0 | 0 | 0 | 0 | 0
QLD1 | Grid Battery | 0 | 0 | 0 | 0 | 0 | 0 | 0 | 0 | 0 | 0 | 0 | 0 | 0 | 0 | 0 | 0 | 0 | 0 | 0 | 0 | 0 | 0 | 0 | 0 | 0
QLD1 | PHES | 0 | 0 | 0 | 0 | 0 | 0 | 0 | 0 | 0 | 0 | 0 | 0 | 0 | 0 | 0 | 0 | 0 | 0 | 0 | 0 | 0 | 0 | 0 | 0 | 0
QLD1 | VPP | 0 | 0 | 0 | 0 | 0 | 0 | 0 | 0 | 0 | 0 | 0 | 0 | 0 | 0 | 0 | 0 | 0 | 0 | 0 | 0 | 0 | 0 | 0 | 0 | 0
Total |  | 1533523.4403 | 1453605.3455 | 1464191.4946 | 818243.7834 | 602709.989 | 513171.7392 | 563590.3445 | 581999.5673 | 450547.7816 | 397767.1542 | 361781.4479 | 360212.8555 | 361601.7639 | 331076.1227 | 282499.4336 | 213491.5497 | 204671.579 | 192314.4434 | 148751.4122 | 152612.1612 | 126739.5678 | 86320.6489 | 118218.5486 | 61616.3258 | 30284.3667
Region | Technology | 2026-27 | 2027-28 | 2028-29 | 2029-30 | 2030-31 | 2031-32 | 2032-33 | 2033-34 | 2034-35 | 2035-36 | 2036-37 | 2037-38 | 2038-39 | 2039-40 | 2040-41 | 2041-42 | 2042-43 | 2043-44 | 2044-45 | 2045-46 | 2046-47 | 2047-48 | 2048-49 | 2049-50 | 2050-51
VIC1 | Black Coal | 0 | 0 | 0 | 0 | 0 | 0 | 0 | 0 | 0 | 0 | 0 | 0 | 0 | 0 | 0 | 0 | 0 | 0 | 0 | 0 | 0 | 0 | 0 | 0 | 0
VIC1 | Brown Coal | 289140.076 | 259552.812 | 155705.546 | 28173.8293 | 0.049917 | 0.0020528 | 0.0017562 | 0.0019178 | 0.0010355 | 0.00031788 | 0.00028545 | 0.00027223 | 0.0001595 | 0.00011229 | 0.00015724 | 0.00014878 | 0.00013387 | 0.00013009 | 0.00011534 | 8.3574e-05 | 8.4452e-05 | 0 | 0 | 0 | 0
VIC1 | CCGT | 0 | 0 | 0 | 0 | 0 | 0 | 0 | 0 | 0 | 0 | 0 | 0 | 0 | 0 | 0 | 0 | 0 | 0 | 0 | 0 | 0 | 0 | 0 | 0 | 0
VIC1 | Gas - Steam | 6673.272 | 5403.2645 | 61182.084 | 29760.806 | 72912.216 | 49188.296 | 86127.632 | 93021.936 | 38279.868 | 25464.486 | 23288.906 | 21668.926 | 28440.128 | 0 | 0 | 0 | 0 | 0 | 0 | 0 | 0 | 0 | 0 | 0 | 0
VIC1 | OCGT / Diesel | 8190.3374 | 4325.6755 | 54687.9683 | 121748.0766 | 65699.9988 | 47110.3112 | 101718.9366 | 64747.6199 | 57440.2403 | 43198.8175 | 34172.0059 | 72710.0832 | 53933.2803 | 112135.5738 | 99023.6447 | 156906.6252 | 75794.5394 | 131234.4065 | 81304.3513 | 100036.6046 | 129094.3519 | 84838.6616 | 120956.7508 | 124821.4235 | 200964.0886
VIC1 | Hydro | 0 | 0 | 0 | 0 | 0 | 0 | 0 | 0 | 0 | 0 | 0 | 0 | 0 | 0 | 0 | 0 | 0 | 0 | 0 | 0 | 0 | 0 | 0 | 0 | 0
VIC1 | Hydrogen Turbine | 0 | 0 | 0 | 0 | 0 | 0 | 0 | 0 | 0 | 0 | 0 | 0 | 0 | 0 | 0 | 0 | 0 | 0 | 0 | 0 | 0 | 0 | 0 | 0 | 0
VIC1 | Wind | 0 | 0 | 0 | 0 | 0 | 0 | 0 | 0 | 0 | 0 | 0 | 0 | 0 | 0 | 0 | 0 | 0 | 0 | 0 | 0 | 0 | 0 | 0 | 0 | 0
VIC1 | Solar PV | 0 | 0 | 0 | 0 | 0 | 0 | 0 | 0 | 0 | 0 | 0 | 0 | 0 | 0 | 0 | 0 | 0 | 0 | 0 | 0 | 0 | 0 | 0 | 0 | 0
VIC1 | Grid Battery | 0 | 0 | 0 | 0 | 0 | 0 | 0 | 0 | 0 | 0 | 0 | 0 | 0 | 0 | 0 | 0 | 0 | 0 | 0 | 0 | 0 | 0 | 0 | 0 | 0
VIC1 | PHES | 0 | 0 | 0 | 0 | 0 | 0 | 0 | 0 | 0 | 0 | 0 | 0 | 0 | 0 | 0 | 0 | 0 | 0 | 0 | 0 | 0 | 0 | 0 | 0 | 0
VIC1 | VPP | 0 | 0 | 0 | 0 | 0 | 0 | 0 | 0 | 0 | 0 | 0 | 0 | 0 | 0 | 0 | 0 | 0 | 0 | 0 | 0 | 0 | 0 | 0 | 0 | 0
Total |  | 304003.6854 | 269281.752 | 271575.5983 | 179682.7119 | 138612.2647 | 96298.6092 | 187846.5704 | 157769.5578 | 95720.1093 | 68663.3038 | 57460.9122 | 94379.0095 | 82373.4084 | 112135.5739 | 99023.6449 | 156906.6253 | 75794.5395 | 131234.4066 | 81304.3514 | 100036.6047 | 129094.352 | 84838.6616 | 120956.7508 | 124821.4235 | 200964.0886
Region | Technology | 2026-27 | 2027-28 | 2028-29 | 2029-30 | 2030-31 | 2031-32 | 2032-33 | 2033-34 | 2034-35 | 2035-36 | 2036-37 | 2037-38 | 2038-39 | 2039-40 | 2040-41 | 2041-42 | 2042-43 | 2043-44 | 2044-45 | 2045-46 | 2046-47 | 2047-48 | 2048-49 | 2049-50 | 2050-51
SA1 | Black Coal | 0 | 0 | 0 | 0 | 0 | 0 | 0 | 0 | 0 | 0 | 0 | 0 | 0 | 0 | 0 | 0 | 0 | 0 | 0 | 0 | 0 | 0 | 0 | 0 | 0
SA1 | Brown Coal | 0 | 0 | 0 | 0 | 0 | 0 | 0 | 0 | 0 | 0 | 0 | 0 | 0 | 0 | 0 | 0 | 0 | 0 | 0 | 0 | 0 | 0 | 0 | 0 | 0
SA1 | CCGT | 93515.2746 | 117398.3488 | 159160.4008 | 112229.1767 | 120581.2973 | 95884.0252 | 108160.5698 | 115647.7618 | 83276.1535 | 65689.9734 | 61038.2253 | 0.0019601 | 0.0018255 | 0.0017516 | 0.0016052 | 0.0014648 | 0.0014227 | 0.0013931 | 0.0012744 | 0.0012474 | 0.0012091 | 0.0011575 | 0.0010767 | 0.0010093 | 0.0019594
SA1 | Gas - Steam | 0 | 0 | 0 | 0 | 0 | 0 | 0 | 0 | 0 | 0 | 0 | 0 | 0 | 0 | 0 | 0 | 0 | 0 | 0 | 0 | 0 | 0 | 0 | 0 | 0
SA1 | OCGT / Diesel | 29519.7286 | 17495.4116 | 127898.1539 | 124254.4193 | 77114.5752 | 67745.7108 | 77931.8185 | 91785.1784 | 67074.3634 | 45390.2501 | 37293.9587 | 47555.167 | 50985.3328 | 53504.6886 | 48305.3601 | 41724.5434 | 36119.4435 | 40665.4818 | 17535.0199 | 19656.4517 | 18667.6644 | 16205.4816 | 19086.5441 | 18351.4508 | 22223.736
SA1 | Hydro | 0 | 0 | 0 | 0 | 0 | 0 | 0 | 0 | 0 | 0 | 0 | 0 | 0 | 0 | 0 | 0 | 0 | 0 | 0 | 0 | 0 | 0 | 0 | 0 | 0
SA1 | Hydrogen Turbine | 0 | 0 | 0 | 0 | 0 | 0 | 0 | 0 | 0 | 0 | 0 | 0 | 0 | 0 | 0 | 0 | 0 | 0 | 0 | 0 | 0 | 0 | 0 | 0 | 0
SA1 | Wind | 0 | 0 | 0 | 0 | 0 | 0 | 0 | 0 | 0 | 0 | 0 | 0 | 0 | 0 | 0 | 0 | 0 | 0 | 0 | 0 | 0 | 0 | 0 | 0 | 0
SA1 | Solar PV | 0 | 0 | 0 | 0 | 0 | 0 | 0 | 0 | 0 | 0 | 0 | 0 | 0 | 0 | 0 | 0 | 0 | 0 | 0 | 0 | 0 | 0 | 0 | 0 | 0
SA1 | Grid Battery | 0 | 0 | 0 | 0 | 0 | 0 | 0 | 0 | 0 | 0 | 0 | 0 | 0 | 0 | 0 | 0 | 0 | 0 | 0 | 0 | 0 | 0 | 0 | 0 | 0
SA1 | PHES | 0 | 0 | 0 | 0 | 0 | 0 | 0 | 0 | 0 | 0 | 0 | 0 | 0 | 0 | 0 | 0 | 0 | 0 | 0 | 0 | 0 | 0 | 0 | 0 | 0
SA1 | VPP | 0 | 0 | 0 | 0 | 0 | 0 | 0 | 0 | 0 | 0 | 0 | 0 | 0 | 0 | 0 | 0 | 0 | 0 | 0 | 0 | 0 | 0 | 0 | 0 | 0
Total |  | 123035.0032 | 134893.7603 | 287058.5547 | 236483.5959 | 197695.8725 | 163629.736 | 186092.3882 | 207432.9402 | 150350.5169 | 111080.2236 | 98332.184 | 47555.169 | 50985.3346 | 53504.6904 | 48305.3617 | 41724.5448 | 36119.445 | 40665.4832 | 17535.0212 | 19656.4529 | 18667.6656 | 16205.4828 | 19086.5452 | 18351.4518 | 22223.7379
Region | Technology | 2026-27 | 2027-28 | 2028-29 | 2029-30 | 2030-31 | 2031-32 | 2032-33 | 2033-34 | 2034-35 | 2035-36 | 2036-37 | 2037-38 | 2038-39 | 2039-40 | 2040-41 | 2041-42 | 2042-43 | 2043-44 | 2044-45 | 2045-46 | 2046-47 | 2047-48 | 2048-49 | 2049-50 | 2050-51
TAS1 | Black Coal | 0 | 0 | 0 | 0 | 0 | 0 | 0 | 0 | 0 | 0 | 0 | 0 | 0 | 0 | 0 | 0 | 0 | 0 | 0 | 0 | 0 | 0 | 0 | 0 | 0
TAS1 | Brown Coal | 0 | 0 | 0 | 0 | 0 | 0 | 0 | 0 | 0 | 0 | 0 | 0 | 0 | 0 | 0 | 0 | 0 | 0 | 0 | 0 | 0 | 0 | 0 | 0 | 0
TAS1 | CCGT | 0.00047999 | 0.00046857 | 0.0004268 | 0.00030973 | 0.00086952 | 0.00081852 | 0.00080811 | 0.0008005 | 0.00069928 | 0.00065119 | 0.00060113 | 0.00055477 | 0.00050877 | 0.00050327 | 0.00046052 | 0.00045442 | 0.00042181 | 0.00046029 | 0.00046825 | 0.00044706 | 0.0004289 | 0.00040411 | 0.00045574 | 0.00043317 | 0.00064951
TAS1 | Gas - Steam | 0 | 0 | 0 | 0 | 0 | 0 | 0 | 0 | 0 | 0 | 0 | 0 | 0 | 0 | 0 | 0 | 0 | 0 | 0 | 0 | 0 | 0 | 0 | 0 | 0
TAS1 | OCGT / Diesel | 0.0011893 | 0.0011801 | 0.001192 | 166.2548 | 1451.1861 | 302.2972 | 2032.9863 | 1436.924 | 1310.5321 | 1915.3123 | 582.9195 | 970.3093 | 435.4826 | 1220.1146 | 372.2885 | 503.0752 | 123.6986 | 208.0127 | 334.5293 | 111.9489 | 268.3936 | 174.3587 | 456.0319 | 718.7427 | 0.00065091
TAS1 | Hydro | 0 | 0 | 0 | 0 | 0 | 0 | 0 | 0 | 0 | 0 | 0 | 0 | 0 | 0 | 0 | 0 | 0 | 0 | 0 | 0 | 0 | 0 | 0 | 0 | 0
TAS1 | Hydrogen Turbine | 0 | 0 | 0 | 0 | 0 | 0 | 0 | 0 | 0 | 0 | 0 | 0 | 0 | 0 | 0 | 0 | 0 | 0 | 0 | 0 | 0 | 0 | 0 | 0 | 0
TAS1 | Wind | 0 | 0 | 0 | 0 | 0 | 0 | 0 | 0 | 0 | 0 | 0 | 0 | 0 | 0 | 0 | 0 | 0 | 0 | 0 | 0 | 0 | 0 | 0 | 0 | 0
TAS1 | Solar PV | 0 | 0 | 0 | 0 | 0 | 0 | 0 | 0 | 0 | 0 | 0 | 0 | 0 | 0 | 0 | 0 | 0 | 0 | 0 | 0 | 0 | 0 | 0 | 0 | 0
TAS1 | Grid Battery | 0 | 0 | 0 | 0 | 0 | 0 | 0 | 0 | 0 | 0 | 0 | 0 | 0 | 0 | 0 | 0 | 0 | 0 | 0 | 0 | 0 | 0 | 0 | 0 | 0
TAS1 | PHES | 0 | 0 | 0 | 0 | 0 | 0 | 0 | 0 | 0 | 0 | 0 | 0 | 0 | 0 | 0 | 0 | 0 | 0 | 0 | 0 | 0 | 0 | 0 | 0 | 0
TAS1 | VPP | 0 | 0 | 0 | 0 | 0 | 0 | 0 | 0 | 0 | 0 | 0 | 0 | 0 | 0 | 0 | 0 | 0 | 0 | 0 | 0 | 0 | 0 | 0 | 0 | 0
Total |  | 0.0016693 | 0.0016487 | 0.0016188 | 166.2551 | 1451.187 | 302.2981 | 2032.9871 | 1436.9248 | 1310.5328 | 1915.313 | 582.9201 | 970.3099 | 435.4832 | 1220.1151 | 372.289 | 503.0757 | 123.699 | 208.0131 | 334.5298 | 111.9493 | 268.394 | 174.3591 | 456.0323 | 718.7431 | 0.0013004

## ML1_Build Cost
New generation build cost (CAPEX) by technology ($000s) - ML1, Step Change Scenario
CAPEX | Real June 2024 dollars discounted to 1 July 2025. The total capital costs are annualised for modelling purposes. Build costs do not include capital costs of existing, committed and anticipated generators and transmission projects since there will be no difference in these costs between the Base Case and option case.
Explicitly modelled generation
Region | Technology | 2026-27 | 2027-28 | 2028-29 | 2029-30 | 2030-31 | 2031-32 | 2032-33 | 2033-34 | 2034-35 | 2035-36 | 2036-37 | 2037-38 | 2038-39 | 2039-40 | 2040-41 | 2041-42 | 2042-43 | 2043-44 | 2044-45 | 2045-46 | 2046-47 | 2047-48 | 2048-49 | 2049-50 | 2050-51
NEM | Black Coal | 0 | 0 | 0 | 0 | 0 | 0 | 0 | 0 | 0 | 0 | 0 | 0 | 0 | 0 | 0 | 0 | 0 | 0 | 0 | 0 | 0 | 0 | 0 | 0 | 0
NEM | Brown Coal | 0 | 0 | 0 | 0 | 0 | 0 | 0 | 0 | 0 | 0 | 0 | 0 | 0 | 0 | 0 | 0 | 0 | 0 | 0 | 0 | 0 | 0 | 0 | 0 | 0
NEM | CCGT | 0.0013289 | 0.0014193 | 0.0015139 | 0.0014149 | 0.0024153 | 0.0022633 | 0.0029864 | 0.0028685 | 0.0026808 | 0.0025121 | 0.0023411 | 0.0035382 | 0.0033067 | 0.0030986 | 0.0028877 | 0.0027091 | 0.0025319 | 0.00239 | 0.0022448 | 0.002098 | 0.0025438 | 0.0023837 | 0.0024502 | 0.0022899 | 0.0037415
NEM | Gas - Steam | 0 | 0 | 0 | 0 | 0 | 0 | 0 | 0 | 0 | 0 | 0 | 0 | 0 | 0 | 0 | 0 | 0 | 0 | 0 | 0 | 0 | 0 | 0 | 0 | 0
NEM | OCGT / Diesel | 0.002857 | 0.0028073 | 0.0031289 | 0.0031504 | 0.003108 | 0.0029268 | 0.003537 | 0.0033711 | 0.0031506 | 0.0030109 | 0.0028639 | 106438.9256 | 99475.6314 | 102698.5586 | 95708.85 | 144076.9012 | 134651.3095 | 212131.8085 | 219089.7518 | 204756.7773 | 229463.9045 | 215019.8579 | 235317.3099 | 219922.7195 | 254770.6852
NEM | Hydro | 0 | 0 | 0 | 0 | 0 | 0 | 0 | 0 | 0 | 0 | 0 | 0 | 0 | 0 | 0 | 0 | 0 | 0 | 0 | 0 | 0 | 0 | 0 | 0 | 0
NEM | Hydrogen Turbine | 0 | 0 | 0 | 0 | 0 | 0 | 0 | 0 | 0 | 0 | 0 | 0 | 0 | 0 | 0 | 0 | 0 | 0 | 0 | 0 | 0 | 0 | 0 | 0 | 0
NEM | Wind | 200306.9287 | 515120.679 | 1166218.8128 | 3989448.9541 | 3752426.9229 | 3538756.8402 | 3490544.955 | 3440298.5475 | 3743859.7901 | 3627748.2827 | 3897660.1867 | 4184369.9919 | 4112839.0108 | 4036765.2699 | 3768181.8561 | 3521694.4248 | 3378418.181 | 3186144.4671 | 3014878.7127 | 2833209.2862 | 2771192.3954 | 2629235.6238 | 2450288.7017 | 2289989.4405 | 2140177.0466
NEM | Solar PV | 223106.125 | 283840.2827 | 264521.9918 | 965665.2872 | 902490.9224 | 845681.8964 | 788124.4229 | 761427.6049 | 873838.3476 | 818832.913 | 763102.7883 | 767884.3427 | 717648.9183 | 672475.1313 | 768413.333 | 834079.8949 | 922814.0448 | 1084456.5195 | 1028899.5077 | 972094.1674 | 1076305.691 | 1018859.6615 | 972560.2877 | 909698.3864 | 850185.4076
NEM | Grid Battery | 107841.7682 | 197807.7669 | 313051.0703 | 1087656.6555 | 1016501.5474 | 952515.9033 | 887687.2585 | 829614.2603 | 966927.6538 | 906062.5342 | 844395.5237 | 854862.0668 | 798936.5108 | 813378.3586 | 758019.4736 | 973187.3659 | 909520.9025 | 871797.9722 | 833842.2766 | 783319.2822 | 761968.1284 | 689024.5963 | 675536.701 | 426067.8451 | 413157.0716
NEM | PHES | 0 | 0 | 0.032193 | 0.05781 | 0.056369 | 0.052821 | 0.055873 | 0.052658 | 0.053464 | 0.051834 | 0.050368 | 0.064368 | 0.060157 | 0.05855 | 0.054805 | 0.059165 | 0.055294 | 0.059246 | 0.062741 | 0.059021 | 0.06485 | 0.060768 | 0.059654 | 0.056826 | 0.056536
NEM | VPP | 0 | 0 | 0 | 0 | 0 | 0 | 0 | 0 | 0 | 0 | 0 | 0 | 0 | 0 | 0 | 0 | 0 | 0 | 0 | 0 | 0 | 0 | 0 | 0 | 0
Total |  | 531254.8262 | 996768.7328 | 1743791.9118 | 6042770.9592 | 5671419.4545 | 5336954.698 | 5166356.6988 | 5031340.4715 | 5584625.8508 | 5352643.7872 | 5505158.5543 | 5913555.3949 | 5728900.1347 | 5625317.3801 | 5390323.5704 | 5473038.6487 | 5345404.4957 | 5354530.829 | 5096710.3138 | 4793379.5743 | 4838930.1868 | 4552139.8027 | 4333703.0624 | 3845678.4506 | 3658290.2712
Region | Technology | 2026-27 | 2027-28 | 2028-29 | 2029-30 | 2030-31 | 2031-32 | 2032-33 | 2033-34 | 2034-35 | 2035-36 | 2036-37 | 2037-38 | 2038-39 | 2039-40 | 2040-41 | 2041-42 | 2042-43 | 2043-44 | 2044-45 | 2045-46 | 2046-47 | 2047-48 | 2048-49 | 2049-50 | 2050-51
NSW1 | Black Coal | 0 | 0 | 0 | 0 | 0 | 0 | 0 | 0 | 0 | 0 | 0 | 0 | 0 | 0 | 0 | 0 | 0 | 0 | 0 | 0 | 0 | 0 | 0 | 0 | 0
NSW1 | Brown Coal | 0 | 0 | 0 | 0 | 0 | 0 | 0 | 0 | 0 | 0 | 0 | 0 | 0 | 0 | 0 | 0 | 0 | 0 | 0 | 0 | 0 | 0 | 0 | 0 | 0
NSW1 | CCGT | 0.00036583 | 0.00038718 | 0.00044225 | 0.00041331 | 0.00070336 | 0.00065909 | 0.00094722 | 0.00088525 | 0.00082734 | 0.00077526 | 0.0007225 | 0.00088443 | 0.00082657 | 0.00077454 | 0.00072182 | 0.0006746 | 0.00063047 | 0.00059078 | 0.00055057 | 0.00051456 | 0.00053271 | 0.00049918 | 0.0004652 | 0.00043477 | 0.0008288
NSW1 | Gas - Steam | 0 | 0 | 0 | 0 | 0 | 0 | 0 | 0 | 0 | 0 | 0 | 0 | 0 | 0 | 0 | 0 | 0 | 0 | 0 | 0 | 0 | 0 | 0 | 0 | 0
NSW1 | OCGT / Diesel | 0.00058114 | 0.00062732 | 0.00066426 | 0.00076993 | 0.00071956 | 0.00067427 | 0.00091655 | 0.00085659 | 0.00080055 | 0.00075016 | 0.0006991 | 80122.0327 | 74880.4044 | 70166.915 | 65391.3242 | 61113.3871 | 57115.315 | 124750.9824 | 137656.0931 | 128650.5542 | 120234.1628 | 112665.7923 | 104997.7094 | 98128.7004 | 107184.4724
NSW1 | Hydro | 0 | 0 | 0 | 0 | 0 | 0 | 0 | 0 | 0 | 0 | 0 | 0 | 0 | 0 | 0 | 0 | 0 | 0 | 0 | 0 | 0 | 0 | 0 | 0 | 0
NSW1 | Hydrogen Turbine | 0 | 0 | 0 | 0 | 0 | 0 | 0 | 0 | 0 | 0 | 0 | 0 | 0 | 0 | 0 | 0 | 0 | 0 | 0 | 0 | 0 | 0 | 0 | 0 | 0
NSW1 | Wind | 113613.4203 | 355656.8798 | 720568.4956 | 1109833.328 | 1037227.4091 | 971937.1358 | 905786.6709 | 846529.5989 | 791149.1576 | 741348.7533 | 1001984.4041 | 1132439.2627 | 1058354.4515 | 993691.9864 | 932221.4635 | 871235.0126 | 814238.3296 | 762984.5326 | 725634.0085 | 681938.2129 | 643205.8744 | 602718.0445 | 561696.7919 | 524950.2729 | 490607.7315
NSW1 | Solar PV | 217520.0783 | 278605.8592 | 259643.823 | 292772.6217 | 273619.2726 | 256395.7815 | 238945.3728 | 223313.4325 | 208704.1425 | 195566.859 | 182256.4934 | 170333.1713 | 159189.8797 | 149169.3669 | 156451.5701 | 189496.4276 | 236611.7143 | 322013.9759 | 300097.5644 | 280465.0133 | 314478.7149 | 299804.4088 | 279399.5901 | 261121.1122 | 244038.4225
NSW1 | Grid Battery | 0.0066437 | 94799.0323 | 88346.9689 | 358995.7378 | 335510.0352 | 314390.7111 | 292993.1423 | 273825.3666 | 255911.5575 | 239802.7125 | 223481.6355 | 208861.3419 | 195197.5157 | 185370.1038 | 172753.7337 | 230910.7834 | 215804.4705 | 202220.2435 | 188457.0468 | 176128.0812 | 164605.6854 | 129769.0893 | 125671.9075 | 46082.1873 | 47485.363
NSW1 | PHES | 0 | 0 | 0.0089296 | 0.018729 | 0.017504 | 0.016402 | 0.015285 | 0.014433 | 0.013489 | 0.013035 | 0.012691 | 0.018609 | 0.017391 | 0.017468 | 0.016279 | 0.017407 | 0.016268 | 0.018664 | 0.018717 | 0.017607 | 0.018026 | 0.016892 | 0.016271 | 0.015364 | 0.014876
NSW1 | VPP | 0 | 0 | 0 | 0 | 0 | 0 | 0 | 0 | 0 | 0 | 0 | 0 | 0 | 0 | 0 | 0 | 0 | 0 | 0 | 0 | 0 | 0 | 0 | 0 | 0
Total |  | 331133.5061 | 729061.7724 | 1068559.2975 | 1761601.7075 | 1646356.7358 | 1542723.6461 | 1437725.2032 | 1343668.4141 | 1255764.8726 | 1176718.3394 | 1407722.547 | 1591755.8281 | 1487622.2695 | 1398398.3904 | 1326818.1085 | 1352755.6289 | 1323769.8463 | 1411969.7537 | 1351844.7319 | 1267181.8798 | 1242524.456 | 1144957.3523 | 1071766.0157 | 930282.2886 | 889316.0051
Region | Technology | 2026-27 | 2027-28 | 2028-29 | 2029-30 | 2030-31 | 2031-32 | 2032-33 | 2033-34 | 2034-35 | 2035-36 | 2036-37 | 2037-38 | 2038-39 | 2039-40 | 2040-41 | 2041-42 | 2042-43 | 2043-44 | 2044-45 | 2045-46 | 2046-47 | 2047-48 | 2048-49 | 2049-50 | 2050-51
QLD1 | Black Coal | 0 | 0 | 0 | 0 | 0 | 0 | 0 | 0 | 0 | 0 | 0 | 0 | 0 | 0 | 0 | 0 | 0 | 0 | 0 | 0 | 0 | 0 | 0 | 0 | 0
QLD1 | Brown Coal | 0 | 0 | 0 | 0 | 0 | 0 | 0 | 0 | 0 | 0 | 0 | 0 | 0 | 0 | 0 | 0 | 0 | 0 | 0 | 0 | 0 | 0 | 0 | 0 | 0
QLD1 | CCGT | 0.00037324 | 0.0003754 | 0.00042317 | 0.00039548 | 0.00055896 | 0.00052378 | 0.0007037 | 0.00073511 | 0.00068702 | 0.00064377 | 0.00059996 | 0.0013502 | 0.0012619 | 0.0011825 | 0.001102 | 0.0010299 | 0.00096253 | 0.00090194 | 0.00084055 | 0.00078556 | 0.0012655 | 0.0011858 | 0.0013029 | 0.0012177 | 0.0017934
QLD1 | Gas - Steam | 0 | 0 | 0 | 0 | 0 | 0 | 0 | 0 | 0 | 0 | 0 | 0 | 0 | 0 | 0 | 0 | 0 | 0 | 0 | 0 | 0 | 0 | 0 | 0 | 0
QLD1 | OCGT / Diesel | 0.00058759 | 0.00056647 | 0.00075238 | 0.00070316 | 0.00065715 | 0.00061579 | 0.00061244 | 0.00063794 | 0.0005962 | 0.00055867 | 0.00054718 | 0.0027085 | 0.0025313 | 0.002372 | 0.0022105 | 0.0020659 | 0.0019308 | 0.0018092 | 0.011107 | 0.01038 | 38102.4401 | 35704.0088 | 68205.7755 | 63743.7154 | 59573.5658
QLD1 | Hydro | 0 | 0 | 0 | 0 | 0 | 0 | 0 | 0 | 0 | 0 | 0 | 0 | 0 | 0 | 0 | 0 | 0 | 0 | 0 | 0 | 0 | 0 | 0 | 0 | 0
QLD1 | Hydrogen Turbine | 0 | 0 | 0 | 0 | 0 | 0 | 0 | 0 | 0 | 0 | 0 | 0 | 0 | 0 | 0 | 0 | 0 | 0 | 0 | 0 | 0 | 0 | 0 | 0 | 0
QLD1 | Wind | 0.0066967 | 0.0069115 | 0.010191 | 1228019.0608 | 1147681.3649 | 1075438.3551 | 1002243.552 | 936676.2166 | 1102498.6687 | 1033099.7706 | 962786.55 | 1055386.4612 | 986342.4868 | 924255.2629 | 861350.0474 | 805029.1832 | 831764.263 | 779495.7036 | 754616.8491 | 705249.3915 | 719250.4135 | 673975.8136 | 628104.726 | 587013.7625 | 548610.9928
QLD1 | Solar PV | 0.0022488 | 0.0024587 | 0.003096 | 367455.0926 | 343415.9743 | 321798.9956 | 299897.2204 | 305140.4999 | 413680.0632 | 387640.1764 | 361257.217 | 337623.5672 | 315536.0441 | 295674.0212 | 398956.4111 | 407566.8225 | 464691.4451 | 493270.9207 | 472506.6323 | 452100.826 | 532337.2062 | 498828.2174 | 487917.0652 | 456760.7954 | 426879.2479
QLD1 | Grid Battery | 0.006533 | 1955.2774 | 87651.9669 | 323039.0582 | 301905.6618 | 282901.6295 | 263647.2213 | 246399.2722 | 230279.6936 | 215784.2956 | 201097.9224 | 232524.9643 | 217313.0507 | 245331.3503 | 228633.9917 | 358931.5888 | 335450.0829 | 325141.7096 | 324391.674 | 307197.2236 | 344836.7736 | 322625.5533 | 340409.7938 | 255887.3847 | 239147.089
QLD1 | PHES | 0 | 0 | 0.011696 | 0.021183 | 0.019797 | 0.018551 | 0.017288 | 0.016418 | 0.015344 | 0.015224 | 0.015223 | 0.023558 | 0.022017 | 0.021048 | 0.019616 | 0.020038 | 0.018727 | 0.019338 | 0.022547 | 0.021297 | 0.027455 | 0.025727 | 0.026144 | 0.024434 | 0.023315
QLD1 | VPP | 0 | 0 | 0 | 0 | 0 | 0 | 0 | 0 | 0 | 0 | 0 | 0 | 0 | 0 | 0 | 0 | 0 | 0 | 0 | 0 | 0 | 0 | 0 | 0 | 0
Total |  | 0.016439 | 1955.2877 | 87651.9931 | 1918513.2339 | 1793003.022 | 1680138.9999 | 1565788.0123 | 1488216.0065 | 1746458.4421 | 1636524.2589 | 1525141.7058 | 1625535.0203 | 1519191.6074 | 1465260.659 | 1488940.4732 | 1571527.6176 | 1631905.8126 | 1597908.3559 | 1551515.1899 | 1464547.4736 | 1634526.8621 | 1531133.6199 | 1524637.388 | 1363405.6836 | 1274210.9206
Region | Technology | 2026-27 | 2027-28 | 2028-29 | 2029-30 | 2030-31 | 2031-32 | 2032-33 | 2033-34 | 2034-35 | 2035-36 | 2036-37 | 2037-38 | 2038-39 | 2039-40 | 2040-41 | 2041-42 | 2042-43 | 2043-44 | 2044-45 | 2045-46 | 2046-47 | 2047-48 | 2048-49 | 2049-50 | 2050-51
VIC1 | Black Coal | 0 | 0 | 0 | 0 | 0 | 0 | 0 | 0 | 0 | 0 | 0 | 0 | 0 | 0 | 0 | 0 | 0 | 0 | 0 | 0 | 0 | 0 | 0 | 0 | 0
VIC1 | Brown Coal | 0 | 0 | 0 | 0 | 0 | 0 | 0 | 0 | 0 | 0 | 0 | 0 | 0 | 0 | 0 | 0 | 0 | 0 | 0 | 0 | 0 | 0 | 0 | 0 | 0
VIC1 | CCGT | 0 | 0 | 0 | 0 | 0 | 0 | 0 | 0 | 0 | 0 | 0 | 0 | 0 | 0 | 0 | 0 | 0 | 0 | 0 | 0 | 0 | 0 | 0 | 0 | 0
VIC1 | Gas - Steam | 0 | 0 | 0 | 0 | 0 | 0 | 0 | 0 | 0 | 0 | 0 | 0 | 0 | 0 | 0 | 0 | 0 | 0 | 0 | 0 | 0 | 0 | 0 | 0 | 0
VIC1 | OCGT / Diesel | 0.00057738 | 0.00055798 | 0.00069311 | 0.00071325 | 0.00068816 | 0.00064484 | 0.00083383 | 0.00077928 | 0.0007283 | 0.00068245 | 0.000636 | 26316.8873 | 24595.2218 | 32531.6387 | 30317.5212 | 82963.5095 | 77535.9902 | 87380.8219 | 81433.6451 | 76106.2103 | 71127.2993 | 66650.0548 | 62113.823 | 58050.3018 | 88012.6447
VIC1 | Hydro | 0 | 0 | 0 | 0 | 0 | 0 | 0 | 0 | 0 | 0 | 0 | 0 | 0 | 0 | 0 | 0 | 0 | 0 | 0 | 0 | 0 | 0 | 0 | 0 | 0
VIC1 | Hydrogen Turbine | 0 | 0 | 0 | 0 | 0 | 0 | 0 | 0 | 0 | 0 | 0 | 0 | 0 | 0 | 0 | 0 | 0 | 0 | 0 | 0 | 0 | 0 | 0 | 0 | 0
VIC1 | Wind | 0.0050361 | 0.0060448 | 180617.2993 | 1058352.4677 | 989114.4555 | 926852.7447 | 1034874.0002 | 1125868.436 | 1336646.7351 | 1332320.8979 | 1433639.0315 | 1517613.3572 | 1582501.1496 | 1633945.828 | 1522738.7629 | 1423120.3387 | 1330019.0078 | 1266597.2764 | 1180392.1139 | 1114960.2414 | 1050467.9988 | 1016167.4372 | 947006.6386 | 885052.933 | 827152.2736
VIC1 | Solar PV | 0.00083781 | 0.00088625 | 0.0011898 | 207849.3631 | 194251.7411 | 182024.1919 | 169635.5461 | 158537.8935 | 181887.9933 | 170438.7039 | 158838.5715 | 148447.263 | 138735.7598 | 130002.7707 | 121154.7254 | 113228.7155 | 105821.2295 | 108697.5978 | 101299.5923 | 94672.5162 | 94110.5065 | 93369.4797 | 87020.0571 | 81327.1561 | 76006.688
VIC1 | Grid Battery | 99419.479 | 93161.3336 | 86820.7433 | 305964.4391 | 285948.0739 | 267948.5226 | 249711.8294 | 233375.5415 | 409695.2065 | 383906.1541 | 357777.334 | 334371.3401 | 312496.5794 | 292825.8815 | 272896.0244 | 255043.0134 | 238357.9564 | 223354.0566 | 208152.4822 | 194535.03 | 156140.3577 | 146311.8015 | 136353.7538 | 69388.5625 | 64849.1276
VIC1 | PHES | 0 | 0 | 0.0041049 | 0.0081823 | 0.007647 | 0.0071656 | 0.0069577 | 0.0065025 | 0.010328 | 0.0097681 | 0.0092234 | 0.0088559 | 0.0082766 | 0.007967 | 0.0074248 | 0.0083495 | 0.0078033 | 0.0081757 | 0.0080142 | 0.0074899 | 0.0072004 | 0.0067471 | 0.006309 | 0.0062106 | 0.0066558
VIC1 | VPP | 0 | 0 | 0 | 0 | 0 | 0 | 0 | 0 | 0 | 0 | 0 | 0 | 0 | 0 | 0 | 0 | 0 | 0 | 0 | 0 | 0 | 0 | 0 | 0 | 0
Total |  | 99419.4855 | 93161.3411 | 267438.0486 | 1572166.2788 | 1469314.2788 | 1376825.4671 | 1454221.3834 | 1517781.8782 | 1928229.946 | 1886665.7664 | 1950254.9468 | 2026748.8564 | 2058328.7188 | 2089306.1268 | 1947107.0413 | 1874355.5855 | 1751734.1916 | 1686029.7609 | 1571277.8414 | 1480274.0054 | 1371846.1696 | 1322498.7799 | 1232494.2787 | 1093818.9597 | 1056020.7405
Region | Technology | 2026-27 | 2027-28 | 2028-29 | 2029-30 | 2030-31 | 2031-32 | 2032-33 | 2033-34 | 2034-35 | 2035-36 | 2036-37 | 2037-38 | 2038-39 | 2039-40 | 2040-41 | 2041-42 | 2042-43 | 2043-44 | 2044-45 | 2045-46 | 2046-47 | 2047-48 | 2048-49 | 2049-50 | 2050-51
SA1 | Black Coal | 0 | 0 | 0 | 0 | 0 | 0 | 0 | 0 | 0 | 0 | 0 | 0 | 0 | 0 | 0 | 0 | 0 | 0 | 0 | 0 | 0 | 0 | 0 | 0 | 0
SA1 | Brown Coal | 0 | 0 | 0 | 0 | 0 | 0 | 0 | 0 | 0 | 0 | 0 | 0 | 0 | 0 | 0 | 0 | 0 | 0 | 0 | 0 | 0 | 0 | 0 | 0 | 0
SA1 | CCGT | 0.00033634 | 0.00041919 | 0.0004272 | 0.00039925 | 0.00070332 | 0.00065905 | 0.00094282 | 0.00088114 | 0.0008235 | 0.00077166 | 0.00071914 | 0.0010236 | 0.00095662 | 0.0008964 | 0.00083539 | 0.00078074 | 0.00072966 | 0.00068373 | 0.0006372 | 0.00059551 | 0.00055655 | 0.00052152 | 0.00048602 | 0.00045423 | 0.00084839
SA1 | Gas - Steam | 0 | 0 | 0 | 0 | 0 | 0 | 0 | 0 | 0 | 0 | 0 | 0 | 0 | 0 | 0 | 0 | 0 | 0 | 0 | 0 | 0 | 0 | 0 | 0 | 0
SA1 | OCGT / Diesel | 0.00054649 | 0.00051209 | 0.00049448 | 0.00047373 | 0.00046141 | 0.00044683 | 0.00054687 | 0.00051109 | 0.00047766 | 0.00046484 | 0.00046466 | 0.0022793 | 0.0021302 | 0.0019961 | 0.0018603 | 0.0017908 | 0.0016737 | 0.0016818 | 0.0015673 | 0.0014648 | 0.0013689 | 0.0012828 | 0.0011955 | 0.0011173 | 0.0012145
SA1 | Hydro | 0 | 0 | 0 | 0 | 0 | 0 | 0 | 0 | 0 | 0 | 0 | 0 | 0 | 0 | 0 | 0 | 0 | 0 | 0 | 0 | 0 | 0 | 0 | 0 | 0
SA1 | Hydrogen Turbine | 0 | 0 | 0 | 0 | 0 | 0 | 0 | 0 | 0 | 0 | 0 | 0 | 0 | 0 | 0 | 0 | 0 | 0 | 0 | 0 | 0 | 0 | 0 | 0 | 0
SA1 | Wind | 0.0067197 | 0.0080041 | 46259.0693 | 322767.5878 | 301651.9512 | 282663.8892 | 263425.6618 | 246192.2073 | 230086.175 | 239837.0013 | 223513.5984 | 208891.2183 | 221760.0284 | 225730.3754 | 210367.07 | 196604.7387 | 191457.1868 | 179405.5462 | 170027.2546 | 158903.9763 | 197373.2825 | 185607.3364 | 172974.8202 | 161658.7105 | 151082.9069
SA1 | Solar PV | 5586.0424 | 5234.4185 | 4878.163 | 97588.2083 | 91203.933 | 85462.9261 | 79646.2821 | 74435.7776 | 69566.1473 | 65187.1724 | 60750.5051 | 111480.3396 | 104187.2333 | 97628.9681 | 91850.6222 | 123787.9253 | 115689.6521 | 160474.0215 | 154995.7153 | 144855.8087 | 135379.2604 | 126857.5527 | 118223.5724 | 110489.32 | 103261.0467
SA1 | Grid Battery | 8422.2718 | 7892.1157 | 50231.3839 | 99657.4136 | 93137.7697 | 87275.0337 | 81335.0569 | 76014.0718 | 71041.1886 | 66569.3645 | 62038.6247 | 79104.4126 | 73929.3575 | 89851.0154 | 83735.7162 | 128301.9709 | 119908.384 | 121081.9542 | 112841.065 | 105458.9393 | 96385.3042 | 90318.1459 | 73101.2394 | 54709.7042 | 61675.4852
SA1 | PHES | 0 | 0 | 0.0025103 | 0.0040706 | 0.0038043 | 0.0035648 | 0.0038502 | 0.0035983 | 0.0033629 | 0.0035024 | 0.0035257 | 0.0041757 | 0.0039025 | 0.0039649 | 0.003695 | 0.0040061 | 0.003744 | 0.003947 | 0.0041594 | 0.0039332 | 0.0038982 | 0.0036529 | 0.0034956 | 0.0037558 | 0.0037622
SA1 | VPP | 0 | 0 | 0 | 0 | 0 | 0 | 0 | 0 | 0 | 0 | 0 | 0 | 0 | 0 | 0 | 0 | 0 | 0 | 0 | 0 | 0 | 0 | 0 | 0 | 0
Total |  | 14008.3218 | 13126.5432 | 101368.6197 | 520013.2147 | 485993.6588 | 455401.8537 | 424407.0061 | 396642.0618 | 370693.5156 | 371593.543 | 346302.733 | 399475.9779 | 399876.6262 | 413210.3658 | 385953.4148 | 448694.6414 | 427055.229 | 460961.5281 | 437864.0413 | 409218.7302 | 429137.8528 | 402783.0405 | 364299.6373 | 326857.74 | 316019.4447
Region | Technology | 2026-27 | 2027-28 | 2028-29 | 2029-30 | 2030-31 | 2031-32 | 2032-33 | 2033-34 | 2034-35 | 2035-36 | 2036-37 | 2037-38 | 2038-39 | 2039-40 | 2040-41 | 2041-42 | 2042-43 | 2043-44 | 2044-45 | 2045-46 | 2046-47 | 2047-48 | 2048-49 | 2049-50 | 2050-51
TAS1 | Black Coal | 0 | 0 | 0 | 0 | 0 | 0 | 0 | 0 | 0 | 0 | 0 | 0 | 0 | 0 | 0 | 0 | 0 | 0 | 0 | 0 | 0 | 0 | 0 | 0 | 0
TAS1 | Brown Coal | 0 | 0 | 0 | 0 | 0 | 0 | 0 | 0 | 0 | 0 | 0 | 0 | 0 | 0 | 0 | 0 | 0 | 0 | 0 | 0 | 0 | 0 | 0 | 0 | 0
TAS1 | CCGT | 0.00025345 | 0.0002375 | 0.00022133 | 0.00020685 | 0.00044967 | 0.00042137 | 0.00039269 | 0.000367 | 0.00034299 | 0.0003214 | 0.00029953 | 0.00027993 | 0.00026162 | 0.00024515 | 0.00022846 | 0.00022385 | 0.00020921 | 0.00021352 | 0.00021651 | 0.00020235 | 0.00018911 | 0.0001772 | 0.0001961 | 0.00018327 | 0.000271
TAS1 | Gas - Steam | 0 | 0 | 0 | 0 | 0 | 0 | 0 | 0 | 0 | 0 | 0 | 0 | 0 | 0 | 0 | 0 | 0 | 0 | 0 | 0 | 0 | 0 | 0 | 0 | 0
TAS1 | OCGT / Diesel | 0.00056435 | 0.00054341 | 0.00052464 | 0.00049032 | 0.00058171 | 0.00054509 | 0.00062727 | 0.00058623 | 0.00054788 | 0.00055474 | 0.00051698 | 0.00061748 | 0.00057708 | 0.00055222 | 0.00052679 | 0.00078925 | 0.00073761 | 0.00078248 | 0.0010088 | 0.0009428 | 0.00088112 | 0.00082566 | 0.00076946 | 0.00071913 | 0.0011136
TAS1 | Hydro | 0 | 0 | 0 | 0 | 0 | 0 | 0 | 0 | 0 | 0 | 0 | 0 | 0 | 0 | 0 | 0 | 0 | 0 | 0 | 0 | 0 | 0 | 0 | 0 | 0
TAS1 | Hydrogen Turbine | 0 | 0 | 0 | 0 | 0 | 0 | 0 | 0 | 0 | 0 | 0 | 0 | 0 | 0 | 0 | 0 | 0 | 0 | 0 | 0 | 0 | 0 | 0 | 0 | 0
TAS1 | Wind | 86693.49 | 159463.7782 | 218773.9385 | 270476.5097 | 276751.7422 | 281864.7153 | 284215.0701 | 285032.0887 | 283479.0537 | 281141.8597 | 275736.6027 | 270039.6925 | 263880.8945 | 259141.8172 | 241504.5122 | 225705.1515 | 210939.3939 | 197661.4083 | 184208.4867 | 172157.4641 | 160894.8262 | 150766.9921 | 140505.725 | 131313.7617 | 122723.1417
TAS1 | Solar PV | 0.0012475 | 0.0015551 | 0.0014493 | 0.0015415 | 0.0014527 | 0.0014481 | 0.00152 | 0.0014205 | 0.0013276 | 0.001244 | 0.0013265 | 0.001554 | 0.0014656 | 0.0044273 | 0.004179 | 0.0039839 | 0.003743 | 0.0036627 | 0.0034418 | 0.0032166 | 0.0030592 | 0.0028698 | 0.0028517 | 0.0026652 | 0.0024908
TAS1 | Grid Battery | 0.0042415 | 0.0078518 | 0.0073174 | 0.0068387 | 0.0068001 | 0.006372 | 0.0085866 | 0.0081981 | 0.0076756 | 0.0074199 | 0.0071293 | 0.007991 | 0.0074682 | 0.0075396 | 0.0076107 | 0.0094662 | 0.008847 | 0.0083948 | 0.008658 | 0.0080916 | 0.0076416 | 0.0063323 | 0.0064991 | 0.0063564 | 0.0068475
TAS1 | PHES | 0 | 0 | 0.0049531 | 0.0056454 | 0.0076171 | 0.0071377 | 0.012491 | 0.011706 | 0.01094 | 0.010304 | 0.0097049 | 0.0091695 | 0.0085696 | 0.0081015 | 0.0077899 | 0.0093643 | 0.0087517 | 0.009121 | 0.0093029 | 0.0086943 | 0.0082695 | 0.007749 | 0.0074335 | 0.0070621 | 0.0079275
TAS1 | VPP | 0 | 0 | 0 | 0 | 0 | 0 | 0 | 0 | 0 | 0 | 0 | 0 | 0 | 0 | 0 | 0 | 0 | 0 | 0 | 0 | 0 | 0 | 0 | 0 | 0
Total |  | 86693.4963 | 159463.7884 | 218773.9529 | 270476.5244 | 276751.7591 | 281864.7312 | 284215.0937 | 285032.111 | 283479.0745 | 281141.8795 | 275736.6217 | 270039.7121 | 263880.9128 | 259141.8381 | 241504.5326 | 225705.1754 | 210939.4162 | 197661.4304 | 184208.5093 | 172157.4853 | 160894.8463 | 150767.0101 | 140505.7427 | 131313.7787 | 122723.1604

## ML1_Rehab Cost
Rehabilition cost by technology ($000s) - ML1, Step Change Scenario
Rehab | Real June 2024 dollars discounted to 1 July 2025
Explicitly modelled generation
Region | Technology | 2026-27 | 2027-28 | 2028-29 | 2029-30 | 2030-31 | 2031-32 | 2032-33 | 2033-34 | 2034-35 | 2035-36 | 2036-37 | 2037-38 | 2038-39 | 2039-40 | 2040-41 | 2041-42 | 2042-43 | 2043-44 | 2044-45 | 2045-46 | 2046-47 | 2047-48 | 2048-49 | 2049-50 | 2050-51
NEM | Black Coal | 0 | 0 | 51951.3076 | 424004.7537 | 0 | 0 | 0 | 0 | 19962.3526 | 10275.2728 | 2.5599e-05 | 0 | 18003.907 | 0 | 38523.1158 | 7.9149e-05 | 0.0032106 | 0 | 0 | 2.7864e-05 | 0 | 4.908e-05 | 0 | 0 | 0
NEM | Brown Coal | 0 | 26163.277 | 0.014533 | 154745.2006 | 55684.5083 | 0.089245 | 0 | 0 | 0.0010182 | 4.8739e-05 | 0 | 0 | 7.9943e-05 | 0 | 1.5394e-05 | 0 | 2.8353e-06 | 0 | 0 | 7.2245e-06 | 0 | 0 | 0 | 0 | 0
NEM | CCGT | 0 | 0 | 0 | 0 | 0 | 0 | 0 | 0 | 0 | 0 | 0 | 0 | 0 | 0 | 0 | 0 | 0 | 0 | 0 | 0 | 0 | 0 | 0 | 0 | 0
NEM | Gas - Steam | 0 | 0 | 0 | 0 | 0 | 0 | 0 | 0 | 0 | 0 | 0 | 0 | 0 | 0 | 0 | 0 | 0 | 0 | 0 | 0 | 0 | 0 | 0 | 0 | 0
NEM | OCGT / Diesel | 0 | 0 | 0 | 0 | 0 | 0 | 0 | 0 | 0 | 0 | 0 | 0 | 0 | 0 | 0 | 0 | 0 | 0 | 0 | 0 | 0 | 0 | 0 | 0 | 0
NEM | Hydro | 0 | 0 | 0 | 0 | 0 | 0 | 0 | 0 | 0 | 0 | 0 | 0 | 0 | 0 | 0 | 0 | 0 | 0 | 0 | 0 | 0 | 0 | 0 | 0 | 0
NEM | Hydrogen Turbine | 0 | 0 | 0 | 0 | 0 | 0 | 0 | 0 | 0 | 0 | 0 | 0 | 0 | 0 | 0 | 0 | 0 | 0 | 0 | 0 | 0 | 0 | 0 | 0 | 0
NEM | Wind | 0 | 0 | 0 | 0 | 0 | 0 | 0 | 0 | 0 | 0 | 0 | 0 | 0 | 0 | 0 | 0 | 0 | 0 | 0 | 0 | 0 | 0 | 0 | 0 | 0
NEM | Solar PV | 0 | 0 | 0 | 0 | 0 | 0 | 0 | 0 | 0 | 0 | 0 | 0 | 0 | 0 | 0 | 0 | 0 | 0 | 0 | 0 | 0 | 0 | 0 | 0 | 0
NEM | Grid Battery | 0 | 0 | 0 | 0 | 0 | 0 | 0 | 0 | 0 | 0 | 0 | 0 | 0 | 0 | 0 | 0 | 0 | 0 | 0 | 0 | 0 | 0 | 0 | 0 | 0
NEM | PHES | 0 | 0 | 0 | 0 | 0 | 0 | 0 | 0 | 0 | 0 | 0 | 0 | 0 | 0 | 0 | 0 | 0 | 0 | 0 | 0 | 0 | 0 | 0 | 0 | 0
NEM | VPP | 0 | 0 | 0 | 0 | 0 | 0 | 0 | 0 | 0 | 0 | 0 | 0 | 0 | 0 | 0 | 0 | 0 | 0 | 0 | 0 | 0 | 0 | 0 | 0 | 0
Total |  | 0 | 26163.277 | 51951.3221 | 578749.9543 | 55684.5083 | 0.089245 | 0 | 0 | 19962.3536 | 10275.2728 | 2.5599e-05 | 0 | 18003.9071 | 0 | 38523.1158 | 7.9149e-05 | 0.0032134 | 0 | 0 | 3.5088e-05 | 0 | 4.908e-05 | 0 | 0 | 0
Region | Technology | 2026-27 | 2027-28 | 2028-29 | 2029-30 | 2030-31 | 2031-32 | 2032-33 | 2033-34 | 2034-35 | 2035-36 | 2036-37 | 2037-38 | 2038-39 | 2039-40 | 2040-41 | 2041-42 | 2042-43 | 2043-44 | 2044-45 | 2045-46 | 2046-47 | 2047-48 | 2048-49 | 2049-50 | 2050-51
NSW1 | Black Coal | 0 | 0 | 21804.1071 | 103479.575 | 0 | 0 | 0 | 0 | 0.00052558 | 10275.2728 | 0 | 0 | 7451.941 | 0 | 0 | 0 | 0 | 0 | 0 | 0 | 0 | 0 | 0 | 0 | 0
NSW1 | Brown Coal | 0 | 0 | 0 | 0 | 0 | 0 | 0 | 0 | 0 | 0 | 0 | 0 | 0 | 0 | 0 | 0 | 0 | 0 | 0 | 0 | 0 | 0 | 0 | 0 | 0
NSW1 | CCGT | 0 | 0 | 0 | 0 | 0 | 0 | 0 | 0 | 0 | 0 | 0 | 0 | 0 | 0 | 0 | 0 | 0 | 0 | 0 | 0 | 0 | 0 | 0 | 0 | 0
NSW1 | Gas - Steam | 0 | 0 | 0 | 0 | 0 | 0 | 0 | 0 | 0 | 0 | 0 | 0 | 0 | 0 | 0 | 0 | 0 | 0 | 0 | 0 | 0 | 0 | 0 | 0 | 0
NSW1 | OCGT / Diesel | 0 | 0 | 0 | 0 | 0 | 0 | 0 | 0 | 0 | 0 | 0 | 0 | 0 | 0 | 0 | 0 | 0 | 0 | 0 | 0 | 0 | 0 | 0 | 0 | 0
NSW1 | Hydro | 0 | 0 | 0 | 0 | 0 | 0 | 0 | 0 | 0 | 0 | 0 | 0 | 0 | 0 | 0 | 0 | 0 | 0 | 0 | 0 | 0 | 0 | 0 | 0 | 0
NSW1 | Hydrogen Turbine | 0 | 0 | 0 | 0 | 0 | 0 | 0 | 0 | 0 | 0 | 0 | 0 | 0 | 0 | 0 | 0 | 0 | 0 | 0 | 0 | 0 | 0 | 0 | 0 | 0
NSW1 | Wind | 0 | 0 | 0 | 0 | 0 | 0 | 0 | 0 | 0 | 0 | 0 | 0 | 0 | 0 | 0 | 0 | 0 | 0 | 0 | 0 | 0 | 0 | 0 | 0 | 0
NSW1 | Solar PV | 0 | 0 | 0 | 0 | 0 | 0 | 0 | 0 | 0 | 0 | 0 | 0 | 0 | 0 | 0 | 0 | 0 | 0 | 0 | 0 | 0 | 0 | 0 | 0 | 0
NSW1 | Grid Battery | 0 | 0 | 0 | 0 | 0 | 0 | 0 | 0 | 0 | 0 | 0 | 0 | 0 | 0 | 0 | 0 | 0 | 0 | 0 | 0 | 0 | 0 | 0 | 0 | 0
NSW1 | PHES | 0 | 0 | 0 | 0 | 0 | 0 | 0 | 0 | 0 | 0 | 0 | 0 | 0 | 0 | 0 | 0 | 0 | 0 | 0 | 0 | 0 | 0 | 0 | 0 | 0
NSW1 | VPP | 0 | 0 | 0 | 0 | 0 | 0 | 0 | 0 | 0 | 0 | 0 | 0 | 0 | 0 | 0 | 0 | 0 | 0 | 0 | 0 | 0 | 0 | 0 | 0 | 0
Total |  | 0 | 0 | 21804.1071 | 103479.575 | 0 | 0 | 0 | 0 | 0.00052558 | 10275.2728 | 0 | 0 | 7451.941 | 0 | 0 | 0 | 0 | 0 | 0 | 0 | 0 | 0 | 0 | 0 | 0
Region | Technology | 2026-27 | 2027-28 | 2028-29 | 2029-30 | 2030-31 | 2031-32 | 2032-33 | 2033-34 | 2034-35 | 2035-36 | 2036-37 | 2037-38 | 2038-39 | 2039-40 | 2040-41 | 2041-42 | 2042-43 | 2043-44 | 2044-45 | 2045-46 | 2046-47 | 2047-48 | 2048-49 | 2049-50 | 2050-51
QLD1 | Black Coal | 0 | 0 | 30147.2005 | 320525.1787 | 0 | 0 | 0 | 0 | 19962.3521 | 8.7305e-06 | 2.5599e-05 | 0 | 10551.966 | 0 | 38523.1158 | 7.9149e-05 | 0.0032106 | 0 | 0 | 2.7864e-05 | 0 | 4.908e-05 | 0 | 0 | 0
QLD1 | Brown Coal | 0 | 0 | 0 | 0 | 0 | 0 | 0 | 0 | 0 | 0 | 0 | 0 | 0 | 0 | 0 | 0 | 0 | 0 | 0 | 0 | 0 | 0 | 0 | 0 | 0
QLD1 | CCGT | 0 | 0 | 0 | 0 | 0 | 0 | 0 | 0 | 0 | 0 | 0 | 0 | 0 | 0 | 0 | 0 | 0 | 0 | 0 | 0 | 0 | 0 | 0 | 0 | 0
QLD1 | Gas - Steam | 0 | 0 | 0 | 0 | 0 | 0 | 0 | 0 | 0 | 0 | 0 | 0 | 0 | 0 | 0 | 0 | 0 | 0 | 0 | 0 | 0 | 0 | 0 | 0 | 0
QLD1 | OCGT / Diesel | 0 | 0 | 0 | 0 | 0 | 0 | 0 | 0 | 0 | 0 | 0 | 0 | 0 | 0 | 0 | 0 | 0 | 0 | 0 | 0 | 0 | 0 | 0 | 0 | 0
QLD1 | Hydro | 0 | 0 | 0 | 0 | 0 | 0 | 0 | 0 | 0 | 0 | 0 | 0 | 0 | 0 | 0 | 0 | 0 | 0 | 0 | 0 | 0 | 0 | 0 | 0 | 0
QLD1 | Hydrogen Turbine | 0 | 0 | 0 | 0 | 0 | 0 | 0 | 0 | 0 | 0 | 0 | 0 | 0 | 0 | 0 | 0 | 0 | 0 | 0 | 0 | 0 | 0 | 0 | 0 | 0
QLD1 | Wind | 0 | 0 | 0 | 0 | 0 | 0 | 0 | 0 | 0 | 0 | 0 | 0 | 0 | 0 | 0 | 0 | 0 | 0 | 0 | 0 | 0 | 0 | 0 | 0 | 0
QLD1 | Solar PV | 0 | 0 | 0 | 0 | 0 | 0 | 0 | 0 | 0 | 0 | 0 | 0 | 0 | 0 | 0 | 0 | 0 | 0 | 0 | 0 | 0 | 0 | 0 | 0 | 0
QLD1 | Grid Battery | 0 | 0 | 0 | 0 | 0 | 0 | 0 | 0 | 0 | 0 | 0 | 0 | 0 | 0 | 0 | 0 | 0 | 0 | 0 | 0 | 0 | 0 | 0 | 0 | 0
QLD1 | PHES | 0 | 0 | 0 | 0 | 0 | 0 | 0 | 0 | 0 | 0 | 0 | 0 | 0 | 0 | 0 | 0 | 0 | 0 | 0 | 0 | 0 | 0 | 0 | 0 | 0
QLD1 | VPP | 0 | 0 | 0 | 0 | 0 | 0 | 0 | 0 | 0 | 0 | 0 | 0 | 0 | 0 | 0 | 0 | 0 | 0 | 0 | 0 | 0 | 0 | 0 | 0 | 0
Total |  | 0 | 0 | 30147.2005 | 320525.1787 | 0 | 0 | 0 | 0 | 19962.3521 | 8.7305e-06 | 2.5599e-05 | 0 | 10551.966 | 0 | 38523.1158 | 7.9149e-05 | 0.0032106 | 0 | 0 | 2.7864e-05 | 0 | 4.908e-05 | 0 | 0 | 0
Region | Technology | 2026-27 | 2027-28 | 2028-29 | 2029-30 | 2030-31 | 2031-32 | 2032-33 | 2033-34 | 2034-35 | 2035-36 | 2036-37 | 2037-38 | 2038-39 | 2039-40 | 2040-41 | 2041-42 | 2042-43 | 2043-44 | 2044-45 | 2045-46 | 2046-47 | 2047-48 | 2048-49 | 2049-50 | 2050-51
VIC1 | Black Coal | 0 | 0 | 0 | 0 | 0 | 0 | 0 | 0 | 0 | 0 | 0 | 0 | 0 | 0 | 0 | 0 | 0 | 0 | 0 | 0 | 0 | 0 | 0 | 0 | 0
VIC1 | Brown Coal | 0 | 26163.277 | 0.014533 | 154745.2006 | 55684.5083 | 0.089245 | 0 | 0 | 0.0010182 | 4.8739e-05 | 0 | 0 | 7.9943e-05 | 0 | 1.5394e-05 | 0 | 2.8353e-06 | 0 | 0 | 7.2245e-06 | 0 | 0 | 0 | 0 | 0
VIC1 | CCGT | 0 | 0 | 0 | 0 | 0 | 0 | 0 | 0 | 0 | 0 | 0 | 0 | 0 | 0 | 0 | 0 | 0 | 0 | 0 | 0 | 0 | 0 | 0 | 0 | 0
VIC1 | Gas - Steam | 0 | 0 | 0 | 0 | 0 | 0 | 0 | 0 | 0 | 0 | 0 | 0 | 0 | 0 | 0 | 0 | 0 | 0 | 0 | 0 | 0 | 0 | 0 | 0 | 0
VIC1 | OCGT / Diesel | 0 | 0 | 0 | 0 | 0 | 0 | 0 | 0 | 0 | 0 | 0 | 0 | 0 | 0 | 0 | 0 | 0 | 0 | 0 | 0 | 0 | 0 | 0 | 0 | 0
VIC1 | Hydro | 0 | 0 | 0 | 0 | 0 | 0 | 0 | 0 | 0 | 0 | 0 | 0 | 0 | 0 | 0 | 0 | 0 | 0 | 0 | 0 | 0 | 0 | 0 | 0 | 0
VIC1 | Hydrogen Turbine | 0 | 0 | 0 | 0 | 0 | 0 | 0 | 0 | 0 | 0 | 0 | 0 | 0 | 0 | 0 | 0 | 0 | 0 | 0 | 0 | 0 | 0 | 0 | 0 | 0
VIC1 | Wind | 0 | 0 | 0 | 0 | 0 | 0 | 0 | 0 | 0 | 0 | 0 | 0 | 0 | 0 | 0 | 0 | 0 | 0 | 0 | 0 | 0 | 0 | 0 | 0 | 0
VIC1 | Solar PV | 0 | 0 | 0 | 0 | 0 | 0 | 0 | 0 | 0 | 0 | 0 | 0 | 0 | 0 | 0 | 0 | 0 | 0 | 0 | 0 | 0 | 0 | 0 | 0 | 0
VIC1 | Grid Battery | 0 | 0 | 0 | 0 | 0 | 0 | 0 | 0 | 0 | 0 | 0 | 0 | 0 | 0 | 0 | 0 | 0 | 0 | 0 | 0 | 0 | 0 | 0 | 0 | 0
VIC1 | PHES | 0 | 0 | 0 | 0 | 0 | 0 | 0 | 0 | 0 | 0 | 0 | 0 | 0 | 0 | 0 | 0 | 0 | 0 | 0 | 0 | 0 | 0 | 0 | 0 | 0
VIC1 | VPP | 0 | 0 | 0 | 0 | 0 | 0 | 0 | 0 | 0 | 0 | 0 | 0 | 0 | 0 | 0 | 0 | 0 | 0 | 0 | 0 | 0 | 0 | 0 | 0 | 0
Total |  | 0 | 26163.277 | 0.014533 | 154745.2006 | 55684.5083 | 0.089245 | 0 | 0 | 0.0010182 | 4.8739e-05 | 0 | 0 | 7.9943e-05 | 0 | 1.5394e-05 | 0 | 2.8353e-06 | 0 | 0 | 7.2245e-06 | 0 | 0 | 0 | 0 | 0
Region | Technology | 2026-27 | 2027-28 | 2028-29 | 2029-30 | 2030-31 | 2031-32 | 2032-33 | 2033-34 | 2034-35 | 2035-36 | 2036-37 | 2037-38 | 2038-39 | 2039-40 | 2040-41 | 2041-42 | 2042-43 | 2043-44 | 2044-45 | 2045-46 | 2046-47 | 2047-48 | 2048-49 | 2049-50 | 2050-51
SA1 | Black Coal | 0 | 0 | 0 | 0 | 0 | 0 | 0 | 0 | 0 | 0 | 0 | 0 | 0 | 0 | 0 | 0 | 0 | 0 | 0 | 0 | 0 | 0 | 0 | 0 | 0
SA1 | Brown Coal | 0 | 0 | 0 | 0 | 0 | 0 | 0 | 0 | 0 | 0 | 0 | 0 | 0 | 0 | 0 | 0 | 0 | 0 | 0 | 0 | 0 | 0 | 0 | 0 | 0
SA1 | CCGT | 0 | 0 | 0 | 0 | 0 | 0 | 0 | 0 | 0 | 0 | 0 | 0 | 0 | 0 | 0 | 0 | 0 | 0 | 0 | 0 | 0 | 0 | 0 | 0 | 0
SA1 | Gas - Steam | 0 | 0 | 0 | 0 | 0 | 0 | 0 | 0 | 0 | 0 | 0 | 0 | 0 | 0 | 0 | 0 | 0 | 0 | 0 | 0 | 0 | 0 | 0 | 0 | 0
SA1 | OCGT / Diesel | 0 | 0 | 0 | 0 | 0 | 0 | 0 | 0 | 0 | 0 | 0 | 0 | 0 | 0 | 0 | 0 | 0 | 0 | 0 | 0 | 0 | 0 | 0 | 0 | 0
SA1 | Hydro | 0 | 0 | 0 | 0 | 0 | 0 | 0 | 0 | 0 | 0 | 0 | 0 | 0 | 0 | 0 | 0 | 0 | 0 | 0 | 0 | 0 | 0 | 0 | 0 | 0
SA1 | Hydrogen Turbine | 0 | 0 | 0 | 0 | 0 | 0 | 0 | 0 | 0 | 0 | 0 | 0 | 0 | 0 | 0 | 0 | 0 | 0 | 0 | 0 | 0 | 0 | 0 | 0 | 0
SA1 | Wind | 0 | 0 | 0 | 0 | 0 | 0 | 0 | 0 | 0 | 0 | 0 | 0 | 0 | 0 | 0 | 0 | 0 | 0 | 0 | 0 | 0 | 0 | 0 | 0 | 0
SA1 | Solar PV | 0 | 0 | 0 | 0 | 0 | 0 | 0 | 0 | 0 | 0 | 0 | 0 | 0 | 0 | 0 | 0 | 0 | 0 | 0 | 0 | 0 | 0 | 0 | 0 | 0
SA1 | Grid Battery | 0 | 0 | 0 | 0 | 0 | 0 | 0 | 0 | 0 | 0 | 0 | 0 | 0 | 0 | 0 | 0 | 0 | 0 | 0 | 0 | 0 | 0 | 0 | 0 | 0
SA1 | PHES | 0 | 0 | 0 | 0 | 0 | 0 | 0 | 0 | 0 | 0 | 0 | 0 | 0 | 0 | 0 | 0 | 0 | 0 | 0 | 0 | 0 | 0 | 0 | 0 | 0
SA1 | VPP | 0 | 0 | 0 | 0 | 0 | 0 | 0 | 0 | 0 | 0 | 0 | 0 | 0 | 0 | 0 | 0 | 0 | 0 | 0 | 0 | 0 | 0 | 0 | 0 | 0
Total |  | 0 | 0 | 0 | 0 | 0 | 0 | 0 | 0 | 0 | 0 | 0 | 0 | 0 | 0 | 0 | 0 | 0 | 0 | 0 | 0 | 0 | 0 | 0 | 0 | 0
Region | Technology | 2026-27 | 2027-28 | 2028-29 | 2029-30 | 2030-31 | 2031-32 | 2032-33 | 2033-34 | 2034-35 | 2035-36 | 2036-37 | 2037-38 | 2038-39 | 2039-40 | 2040-41 | 2041-42 | 2042-43 | 2043-44 | 2044-45 | 2045-46 | 2046-47 | 2047-48 | 2048-49 | 2049-50 | 2050-51
TAS1 | Black Coal | 0 | 0 | 0 | 0 | 0 | 0 | 0 | 0 | 0 | 0 | 0 | 0 | 0 | 0 | 0 | 0 | 0 | 0 | 0 | 0 | 0 | 0 | 0 | 0 | 0
TAS1 | Brown Coal | 0 | 0 | 0 | 0 | 0 | 0 | 0 | 0 | 0 | 0 | 0 | 0 | 0 | 0 | 0 | 0 | 0 | 0 | 0 | 0 | 0 | 0 | 0 | 0 | 0
TAS1 | CCGT | 0 | 0 | 0 | 0 | 0 | 0 | 0 | 0 | 0 | 0 | 0 | 0 | 0 | 0 | 0 | 0 | 0 | 0 | 0 | 0 | 0 | 0 | 0 | 0 | 0
TAS1 | Gas - Steam | 0 | 0 | 0 | 0 | 0 | 0 | 0 | 0 | 0 | 0 | 0 | 0 | 0 | 0 | 0 | 0 | 0 | 0 | 0 | 0 | 0 | 0 | 0 | 0 | 0
TAS1 | OCGT / Diesel | 0 | 0 | 0 | 0 | 0 | 0 | 0 | 0 | 0 | 0 | 0 | 0 | 0 | 0 | 0 | 0 | 0 | 0 | 0 | 0 | 0 | 0 | 0 | 0 | 0
TAS1 | Hydro | 0 | 0 | 0 | 0 | 0 | 0 | 0 | 0 | 0 | 0 | 0 | 0 | 0 | 0 | 0 | 0 | 0 | 0 | 0 | 0 | 0 | 0 | 0 | 0 | 0
TAS1 | Hydrogen Turbine | 0 | 0 | 0 | 0 | 0 | 0 | 0 | 0 | 0 | 0 | 0 | 0 | 0 | 0 | 0 | 0 | 0 | 0 | 0 | 0 | 0 | 0 | 0 | 0 | 0
TAS1 | Wind | 0 | 0 | 0 | 0 | 0 | 0 | 0 | 0 | 0 | 0 | 0 | 0 | 0 | 0 | 0 | 0 | 0 | 0 | 0 | 0 | 0 | 0 | 0 | 0 | 0
TAS1 | Solar PV | 0 | 0 | 0 | 0 | 0 | 0 | 0 | 0 | 0 | 0 | 0 | 0 | 0 | 0 | 0 | 0 | 0 | 0 | 0 | 0 | 0 | 0 | 0 | 0 | 0
TAS1 | Grid Battery | 0 | 0 | 0 | 0 | 0 | 0 | 0 | 0 | 0 | 0 | 0 | 0 | 0 | 0 | 0 | 0 | 0 | 0 | 0 | 0 | 0 | 0 | 0 | 0 | 0
TAS1 | PHES | 0 | 0 | 0 | 0 | 0 | 0 | 0 | 0 | 0 | 0 | 0 | 0 | 0 | 0 | 0 | 0 | 0 | 0 | 0 | 0 | 0 | 0 | 0 | 0 | 0
TAS1 | VPP | 0 | 0 | 0 | 0 | 0 | 0 | 0 | 0 | 0 | 0 | 0 | 0 | 0 | 0 | 0 | 0 | 0 | 0 | 0 | 0 | 0 | 0 | 0 | 0 | 0
Total |  | 0 | 0 | 0 | 0 | 0 | 0 | 0 | 0 | 0 | 0 | 0 | 0 | 0 | 0 | 0 | 0 | 0 | 0 | 0 | 0 | 0 | 0 | 0 | 0 | 0

## ML1_REZ Tx Cost
REZ transmission expansion cost by region ($000s) - ML1, Step Change Scenario
REZ Expansion | Real June 2024 dollars discounted to 1 July 2025. As with the total capital costs, the REZ transmission expansion costs are annualised for modelling purposes. Build costs do not include capital costs of existing, committed and anticipated transmission projects since there will be no difference in these costs between the Base Case and option case.
Explicitly modelled generation
Region | Technology | 2026-27 | 2027-28 | 2028-29 | 2029-30 | 2030-31 | 2031-32 | 2032-33 | 2033-34 | 2034-35 | 2035-36 | 2036-37 | 2037-38 | 2038-39 | 2039-40 | 2040-41 | 2041-42 | 2042-43 | 2043-44 | 2044-45 | 2045-46 | 2046-47 | 2047-48 | 2048-49 | 2049-50 | 2050-51
NSW1 | Transmission | 5984.3367 | 13724.7862 | 36863.3984 | 48083.1306 | 44937.5052 | 42108.8276 | 39242.8824 | 36675.591 | 34276.2533 | 32118.6686 | 29932.658 | 27974.4468 | 26144.3428 | 24498.6368 | 22831.2489 | 21337.6158 | 19941.697 | 18686.4286 | 17414.6221 | 16275.3478 | 15210.6054 | 14253.1446 | 13283.0694 | 12414.0835 | 11601.9472
QLD1 | Transmission | 0.00052316 | 0.00052478 | 0.00052357 | 22679.1558 | 21195.8163 | 19864.4273 | 18513.2487 | 17302.1016 | 20393.8465 | 19115.0888 | 17814.1076 | 16648.6987 | 15559.5315 | 14580.1069 | 13651.2065 | 16044.1797 | 28919.1194 | 27099.9218 | 26571.7413 | 28283.321 | 48793.8761 | 45892.1884 | 42969.2012 | 40160.472 | 37533.7483
VIC1 | Transmission | 782.3934 | 758.4121 | 706.7943 | 660.5554 | 617.3415 | 578.4817 | 539.11 | 503.8411 | 470.8796 | 441.2392 | 411.2082 | 384.3068 | 359.1652 | 336.5568 | 1814.5794 | 1695.8686 | 4436.3916 | 4395.4838 | 4096.3252 | 3828.3413 | 3577.8891 | 3352.672 | 3124.4877 | 2920.0819 | 2729.0485
SA1 | Transmission | 426.0457 | 399.2275 | 372.056 | 347.7166 | 324.9688 | 304.513 | 283.7877 | 265.2221 | 247.8712 | 232.2686 | 216.4604 | 202.2994 | 189.065 | 177.1643 | 165.1068 | 2134.7421 | 4647.9372 | 8794.3168 | 9767.2496 | 9128.2707 | 9634.3033 | 9027.8535 | 8413.4139 | 7863.0037 | 7348.6015
TAS1 | Transmission | 1359.7416 | 1274.15 | 1187.4308 | 1109.7484 | 2426.3647 | 3125.1166 | 3088.1774 | 3050.4061 | 2967.4214 | 2875.7164 | 2679.9939 | 2504.6672 | 2340.8105 | 2193.4637 | 2044.1756 | 1910.4445 | 1785.4621 | 1673.0728 | 1559.2027 | 1457.1988 | 1361.868 | 1276.1426 | 1189.2878 | 1111.4839 | 1038.77
NEM | Total | 8552.5179 | 16156.5764 | 39129.68 | 72880.3067 | 69501.9965 | 65981.3662 | 61667.2062 | 57797.162 | 58356.2718 | 54782.9817 | 51054.4281 | 47714.4189 | 44592.915 | 41785.9286 | 40506.3172 | 43122.8506 | 59730.6073 | 60649.2237 | 59409.1409 | 58972.4796 | 78578.5419 | 73802.0011 | 68979.4599 | 64469.125 | 60252.1156

## ML1_SyncCon Cost
SyncCon cost by region ($000s) - ML1, Step Change Scenario
SyncCon | Real June 2024 dollars discounted to 1 July 2025. SyncCon is only explicitly modelled in Tasmania, mainland NEM regions have SyncCon costs built into new entrant costs.
Explicitly modelled generation
Region | Technology | 2026-27 | 2027-28 | 2028-29 | 2029-30 | 2030-31 | 2031-32 | 2032-33 | 2033-34 | 2034-35 | 2035-36 | 2036-37 | 2037-38 | 2038-39 | 2039-40 | 2040-41 | 2041-42 | 2042-43 | 2043-44 | 2044-45 | 2045-46 | 2046-47 | 2047-48 | 2048-49 | 2049-50 | 2050-51
NSW1 | SyncCon | 0 | 0 | 0 | 0 | 0 | 0 | 0 | 0 | 0 | 0 | 0 | 0 | 0 | 0 | 0 | 0 | 0 | 0 | 0 | 0 | 0 | 0 | 0 | 0 | 0
QLD1 | SyncCon | 0 | 0 | 0 | 0 | 0 | 0 | 0 | 0 | 0 | 0 | 0 | 0 | 0 | 0 | 0 | 0 | 0 | 0 | 0 | 0 | 0 | 0 | 0 | 0 | 0
VIC1 | SyncCon | 0 | 0 | 0 | 0 | 0 | 0 | 0 | 0 | 0 | 0 | 0 | 0 | 0 | 0 | 0 | 0 | 0 | 0 | 0 | 0 | 0 | 0 | 0 | 0 | 0
SA1 | SyncCon | 0 | 0 | 0 | 0 | 0 | 0 | 0 | 0 | 0 | 0 | 0 | 0 | 0 | 0 | 0 | 0 | 0 | 0 | 0 | 0 | 0 | 0 | 0 | 0 | 0
TAS1 | SyncCon | 0 | 0 | 0 | 716.9163 | 2325.4803 | 2326.5571 | 2367.2108 | 2044.8893 | 1888.9785 | 1994.801 | 2004.3019 | 1713.4027 | 1684.4333 | 1614.6026 | 1628.9677 | 1497.3705 | 1392.5679 | 1245.532 | 1238.2014 | 1132.9265 | 981.2131 | 988.6981 | 879.9036 | 845.8048 | 731.0175
NEM | Total | 0 | 0 | 0 | 716.9163 | 2325.4803 | 2326.5571 | 2367.2108 | 2044.8893 | 1888.9785 | 1994.801 | 2004.3019 | 1713.4027 | 1684.4333 | 1614.6026 | 1628.9677 | 1497.3705 | 1392.5679 | 1245.532 | 1238.2014 | 1132.9265 | 981.2131 | 988.6981 | 879.9036 | 845.8048 | 731.0175

## ML1_USE+DSP Cost
USE / DSP cost by region ($000s) - ML1, Step Change Scenario
USE / DSP | Real June 2024 dollars discounted to 1 July 2025
Explicitly modelled generation
Region | Technology | 2026-27 | 2027-28 | 2028-29 | 2029-30 | 2030-31 | 2031-32 | 2032-33 | 2033-34 | 2034-35 | 2035-36 | 2036-37 | 2037-38 | 2038-39 | 2039-40 | 2040-41 | 2041-42 | 2042-43 | 2043-44 | 2044-45 | 2045-46 | 2046-47 | 2047-48 | 2048-49 | 2049-50 | 2050-51
NSW1 | USE / DSP | 0.0014944 | 2064.8351 | 169.4906 | 23594.8009 | 0.0016424 | 12.0048 | 3740.9701 | 7533.3163 | 7.7906 | 10.8399 | 10.9021 | 15523.0351 | 3.2594 | 7168.8159 | 156.9977 | 300.7293 | 37.9925 | 284.5816 | 279.2749 | 175.643 | 371.1121 | 277.6818 | 3776.5644 | 331.6315 | 81.834
QLD1 | USE / DSP | 0.0013016 | 0.0013137 | 2993.1316 | 107385.6722 | 0.0014008 | 0.0013881 | 727.9189 | 4540.9821 | 0.0014389 | 304.4492 | 97.558 | 26958.6423 | 0.0016745 | 14527.1328 | 4637.635 | 3734.7475 | 2434.4938 | 4879.9099 | 4454.5365 | 6788.4183 | 23706.1027 | 8174.3556 | 28116.7752 | 13380.2406 | 3294.4512
VIC1 | USE / DSP | 0.0015219 | 0.75747 | 1.375 | 7307.3935 | 0.0016767 | 0.0016486 | 14052.359 | 9.568 | 18.2461 | 64.3617 | 15.4904 | 48204.1095 | 15.92 | 21542.0849 | 125.9714 | 5214.9951 | 40.9038 | 182.6508 | 41414.391 | 156.4876 | 11427.9015 | 226.7925 | 293.2764 | 331.9584 | 45.4281
SA1 | USE / DSP | 10906.7819 | 35.2796 | 226.9397 | 69991.5705 | 166.5198 | 0.0013897 | 1239.6017 | 723.6072 | 1875.2941 | 2045.4124 | 1930.004 | 4750.7801 | 4020.9487 | 7622.78 | 7509.8128 | 7100.0529 | 5492.6684 | 11204.2512 | 8338.1155 | 9546.9665 | 10604.8183 | 11398.8582 | 12475.7401 | 13267.8953 | 2255.2756
TAS1 | USE / DSP | 0.00057076 | 0.00057311 | 0.00057368 | 154.382 | 0.00059503 | 0.00058478 | 42.4093 | 0.00060926 | 0.00057701 | 135.4456 | 0.00056049 | 106.927 | 0.00053461 | 87.0241 | 0.00055443 | 306.936 | 0.00053681 | 268.2986 | 475.9408 | 198.348 | 90.4378 | 0.0005382 | 7.6573 | 180.9402 | 160.471
NEM | Total | 10906.7868 | 2100.874 | 3390.9375 | 208433.8192 | 166.5251 | 12.0098 | 19803.2589 | 12807.4742 | 1901.3328 | 2560.5088 | 2053.955 | 95543.4939 | 4040.1303 | 50947.8378 | 12430.4175 | 16657.4608 | 8006.0591 | 16819.6921 | 54962.2588 | 16865.8633 | 46200.3724 | 20077.6886 | 44670.0134 | 27492.6661 | 5837.4598

## ML1_Emissions Cost
NEM Emissions cost ($000s) - ML1, Step Change Scenario
Emissions | Real June 2024 dollars discounted to 1 July 2025
Emissions from explicitly modelled generation
Region | Technology | 2026-27 | 2027-28 | 2028-29 | 2029-30 | 2030-31 | 2031-32 | 2032-33 | 2033-34 | 2034-35 | 2035-36 | 2036-37 | 2037-38 | 2038-39 | 2039-40 | 2040-41 | 2041-42 | 2042-43 | 2043-44 | 2044-45 | 2045-46 | 2046-47 | 2047-48 | 2048-49 | 2049-50 | 2050-51
NEM | Total | 7464421.9004 | 7060030.9286 | 5543713.0013 | 3296417.8033 | 2229863.3538 | 2192708.5024 | 2245392.7689 | 2141740.1926 | 1869820.4936 | 1643011.429 | 1553014.0664 | 1522056.2209 | 1445408.0254 | 1278191.233 | 1021578.1163 | 777934.9689 | 633341.6404 | 568802.9792 | 499918.2679 | 465327.3948 | 476675.6668 | 480066.4819 | 496421.6214 | 532904.1886 | 571433.8626

## ML2_CF
Annual capacity factor by technology - ML2, Step Change Scenario
Non-scheduled generation including Distributed PV is not shown.
Region | Technology | 2026-27 | 2027-28 | 2028-29 | 2029-30 | 2030-31 | 2031-32 | 2032-33 | 2033-34 | 2034-35 | 2035-36 | 2036-37 | 2037-38 | 2038-39 | 2039-40 | 2040-41 | 2041-42 | 2042-43 | 2043-44 | 2044-45 | 2045-46 | 2046-47 | 2047-48 | 2048-49 | 2049-50 | 2050-51
NEM | Black Coal | 48.85% | 46.86% | 60.74% | 52.94% | 64.12% | 59.77% | 62.98% | 62.47% | 57.19% | 56.64% | 51.68% | 54.62% | 53.9% | 55.27% | 57.27% | 50.61% | - | - | - | - | - | - | - | - | -
NEM | Brown Coal | 62.32% | 64.39% | 64.87% | 63.8% | 65.3% | - | - | - | - | - | - | - | - | - | - | - | - | - | - | - | - | - | - | - | -
NEM | CCGT | 14.15% | 17.22% | 30.24% | 35.53% | 33.79% | 30.2% | 36.05% | 43.99% | 34.58% | 30.68% | 32.07% | 35.77% | 35.16% | 34.27% | 36.81% | 33.28% | 37.09% | 32.96% | 25.86% | 33.17% | 30.69% | 27.73% | 29.25% | 28.71% | -
NEM | Gas - Steam | 1.062% | 0.8166% | 9% | 5.891% | 15.42% | 11.92% | 21.53% | 23.21% | 9.544% | 6.69% | 5.897% | 6.418% | 8.136% | - | - | - | - | - | - | - | - | - | - | - | -
NEM | OCGT / Diesel | 0.4296% | 0.3592% | 2.981% | 9.502% | 4.84% | 4.645% | 6.837% | 8.925% | 7.539% | 5.589% | 5.219% | 6.46% | 9.183% | 10.76% | 15.1% | 10.71% | 9.119% | 11.7% | 8.763% | 10.28% | 11.62% | 11.58% | 12.29% | 13.55% | 14.35%
NEM | Hydro | 23.95% | 21.13% | 26.43% | 25.53% | 23.38% | 23.54% | 22.15% | 24.94% | 25.87% | 24.66% | 21.39% | 26.1% | 23.05% | 21.07% | 20.39% | 19.32% | 21.49% | 22.27% | 20.9% | 19.68% | 24.83% | 21.84% | 20.2% | 19.89% | 20.76%
NEM | Hydrogen Turbine | bar: 2026-27 to 2050-51
NEM | Wind | 32.33% | 33.42% | 31.55% | 32.4% | 33% | 34.69% | 33.21% | 32.98% | 32.92% | 34.52% | 34.37% | 32.96% | 32.57% | 31.95% | 32.59% | 31.8% | 31.3% | 31.03% | 32.04% | 32.77% | 31.98% | 31.21% | 30.54% | 31.36% | 30.9%
NEM | Solar PV | 19.85% | 20.39% | 19.35% | 21.87% | 24.24% | 24.44% | 24.33% | 23.88% | 23.21% | 24.04% | 23.79% | 20.36% | 21.5% | 21.59% | 21.47% | 22.3% | 21.39% | 20.06% | 20.55% | 21.18% | 17.75% | 17.88% | 17.52% | 17.44% | 18.52%
NEM | Grid Battery | 9.632% | 12.6% | 14.64% | 18.56% | 19.8% | 19.37% | 20.03% | 19.81% | 15.88% | 16.75% | 16.4% | 15.79% | 16.04% | 16.08% | 15.64% | 18.2% | 18.25% | 18.36% | 18.69% | 19.39% | 18.59% | 18.73% | 18.26% | 18.79% | 20%
NEM | PHES | 11.86% | 11.79% | 10.75% | 32.75% | 20.62% | 21.21% | 21.21% | 21.57% | 22.6% | 24.57% | 23.98% | 21.79% | 20.66% | 21.41% | 20.43% | 18.54% | 20.14% | 19.56% | 19.2% | 19.48% | 19.06% | 16.63% | 14.32% | 17.01% | 20.33%
NEM | VPP | 11.27% | 15.23% | 19.56% | 14.54% | 15.22% | 15.17% | 14.98% | 15.03% | 14.5% | 15.13% | 15.04% | 14.67% | 15.01% | 14.82% | 14.01% | 14.22% | 14% | 13.71% | 13.71% | 13.72% | 13.27% | 13.15% | 12.95% | 12.68% | 12.53%
Region | Technology | 2026-27 | 2027-28 | 2028-29 | 2029-30 | 2030-31 | 2031-32 | 2032-33 | 2033-34 | 2034-35 | 2035-36 | 2036-37 | 2037-38 | 2038-39 | 2039-40 | 2040-41 | 2041-42 | 2042-43 | 2043-44 | 2044-45 | 2045-46 | 2046-47 | 2047-48 | 2048-49 | 2049-50 | 2050-51
NSW1 | Black Coal | 43.64% | 38.58% | 61.02% | 50.87% | 64.74% | 58.6% | 63.78% | 68.08% | 59.87% | 56.27% | 46.44% | 50.07% | 51.49% | 51.54% | - | - | - | - | - | - | - | - | - | - | -
NSW1 | Brown Coal | bar: 2026-27 to 2050-51
NSW1 | CCGT | 16.32% | 25.15% | 38.83% | 44.12% | 43.47% | 37.29% | 48.58% | 53.25% | 47.27% | 41.97% | 34.82% | 36.21% | 33.01% | 38.53% | 39.46% | 36.08% | 41.86% | - | - | - | - | - | - | - | -
NSW1 | Gas - Steam | bar: 2026-27 to 2050-51
NSW1 | OCGT / Diesel | 0.1335% | 0.3712% | 2.492% | 15.38% | 8.042% | 8.161% | 9.104% | 15.18% | 10.46% | 7.391% | 5.948% | 5.454% | 10.82% | 10.23% | 17.04% | 10.19% | 8.836% | 12.14% | 9.849% | 11.31% | 13.56% | 15.56% | 16.13% | 19.27% | 18.33%
NSW1 | Hydro | 15.49% | 12.86% | 19.69% | 15.75% | 13.4% | 13.56% | 12.75% | 15.31% | 15.57% | 15.36% | 12.8% | 18.18% | 14.77% | 13.48% | 12.89% | 11.73% | 14% | 14.86% | 14.01% | 11.51% | 17.61% | 13.49% | 11.72% | 11.95% | 12.47%
NSW1 | Hydrogen Turbine | bar: 2026-27 to 2050-51
NSW1 | Wind | 32.46% | 31.9% | 30.49% | 29.77% | 31.82% | 32.74% | 32.77% | 32.7% | 32.81% | 34.83% | 33.97% | 33.4% | 30.58% | 31.48% | 30.95% | 31.88% | 31.05% | 30.12% | 31.1% | 31.98% | 32.71% | 29.12% | 29.87% | 28.42% | 29.9%
NSW1 | Solar PV | 21.24% | 21.74% | 19.97% | 23.8% | 25.91% | 25.44% | 25.79% | 25.24% | 24.56% | 26.16% | 25.1% | 21.59% | 22.44% | 22.95% | 21.9% | 22.77% | 21.49% | 19.7% | 20.79% | 21.25% | 18.19% | 17.59% | 17.58% | 16.62% | 18.19%
NSW1 | Grid Battery | 13.4% | 21.98% | 21.79% | 22.03% | 23.89% | 23.12% | 24.14% | 23.23% | 22.98% | 24.82% | 24.46% | 22.14% | 22.63% | 22.14% | 21.73% | 22.23% | 21.44% | 21.37% | 22.25% | 22.66% | 21.49% | 21.01% | 20.79% | 21.41% | 22.85%
NSW1 | PHES | 19.51% | 19.39% | 19.74% | 115.3% | 21.17% | 22.42% | 21.99% | 22.22% | 22.51% | 25.85% | 25.02% | 24.2% | 19.89% | 22.01% | 18.39% | 17.25% | 19.51% | 17.36% | 17.43% | 17.61% | 20.44% | 14.55% | 13.43% | 16.82% | 19.52%
NSW1 | VPP | 11.8% | 16.02% | 21.5% | 15.15% | 15.26% | 15.05% | 14.56% | 14.53% | 14.45% | 14.96% | 15.05% | 14.84% | 15.67% | 15.59% | 15.13% | 15.4% | 15.1% | 14.76% | 14.72% | 14.56% | 14.25% | 14.26% | 13.82% | 13.61% | 13.29%
Region | Technology | 2026-27 | 2027-28 | 2028-29 | 2029-30 | 2030-31 | 2031-32 | 2032-33 | 2033-34 | 2034-35 | 2035-36 | 2036-37 | 2037-38 | 2038-39 | 2039-40 | 2040-41 | 2041-42 | 2042-43 | 2043-44 | 2044-45 | 2045-46 | 2046-47 | 2047-48 | 2048-49 | 2049-50 | 2050-51
QLD1 | Black Coal | 54.19% | 55.34% | 60.56% | 54.57% | 63.62% | 60.7% | 62.35% | 59.49% | 55.58% | 56.81% | 54.25% | 56.86% | 54.44% | 56.1% | 57.27% | 50.61% | - | - | - | - | - | - | - | - | -
QLD1 | Brown Coal | bar: 2026-27 to 2050-51
QLD1 | CCGT | 14.07% | 15.22% | 26.76% | 37.5% | 32.6% | 30.11% | 34.82% | 46.32% | 34.25% | 31.33% | 37.07% | 41.75% | 41.97% | 39.19% | 42.88% | 38.61% | 42.35% | 39.37% | 30.89% | 49.45% | 66.14% | 59.77% | 63.06% | 61.89% | -
QLD1 | Gas - Steam | bar: 2026-27 to 2050-51
QLD1 | OCGT / Diesel | 0.03719% | 0.04425% | 0.2523% | 6.292% | 0.9263% | 0.4564% | 2.33% | 1.986% | 4.808% | 4.542% | 6.405% | 8.714% | 11% | 12.45% | 17.08% | 12.38% | 15.12% | 15.27% | 11.8% | 15.17% | 10.27% | 7.363% | 6.078% | 3.263% | 1.829%
QLD1 | Hydro | 50.86% | 48.73% | 51.39% | 51.09% | 51.95% | 51.94% | 47.23% | 52.36% | 50.45% | 50.72% | 50.74% | 17.31% | 15.52% | 14.55% | 14.83% | 15.38% | 3.145e-09% | 2.459e-09% | 2.291e-09% | 2.12e-09% | 2.07e-09% | 1.97e-09% | 0.07162% | 2.192e-09% | 4.709e-09%
QLD1 | Hydrogen Turbine | bar: 2026-27 to 2050-51
QLD1 | Wind | 30.68% | 31.64% | 32.31% | 31.88% | 33.61% | 33.53% | 33.97% | 32.04% | 31.23% | 31.81% | 31.65% | 31.92% | 31.59% | 32.04% | 30.89% | 32.06% | 29.81% | 29.62% | 29.82% | 29.49% | 30.09% | 29.45% | 29.32% | 28.86% | 30.03%
QLD1 | Solar PV | 18.42% | 18.5% | 18.62% | 21.48% | 24.92% | 26.32% | 25.59% | 25.2% | 23.63% | 23.93% | 24.02% | 20.69% | 22.7% | 22.75% | 22.95% | 24.1% | 22.88% | 21.75% | 21.62% | 22.28% | 18.09% | 19.03% | 18.5% | 19.1% | 20.05%
QLD1 | Grid Battery | 6.898% | 7.215% | 18.8% | 22.97% | 23.25% | 23.54% | 23.67% | 23.71% | 23.68% | 24.35% | 24.16% | 22.79% | 24.05% | 23.05% | 24% | 23.82% | 24.62% | 24.08% | 23.76% | 24.49% | 22.37% | 23.46% | 21.66% | 22.89% | 24.37%
QLD1 | PHES | 9.622% | 9.565% | 8.118% | 8.59% | 20.18% | 20.23% | 20.54% | 20.96% | 22.47% | 23.47% | 22.92% | 19.69% | 21.02% | 20.86% | 21.97% | 19.17% | 20.23% | 20.87% | 20.18% | 20.44% | 17.61% | 17.77% | 14.18% | 16.48% | 20.53%
QLD1 | VPP | 12.09% | 16.86% | 24.18% | 19.39% | 20.15% | 19.84% | 17.56% | 17.33% | 17.12% | 17.25% | 17.18% | 16.79% | 16.85% | 16.52% | 16.22% | 16.03% | 15.79% | 15.51% | 15.32% | 15.04% | 14.56% | 14.53% | 14.17% | 14.04% | 13.48%
Region | Technology | 2026-27 | 2027-28 | 2028-29 | 2029-30 | 2030-31 | 2031-32 | 2032-33 | 2033-34 | 2034-35 | 2035-36 | 2036-37 | 2037-38 | 2038-39 | 2039-40 | 2040-41 | 2041-42 | 2042-43 | 2043-44 | 2044-45 | 2045-46 | 2046-47 | 2047-48 | 2048-49 | 2049-50 | 2050-51
VIC1 | Black Coal | bar: 2026-27 to 2050-51
VIC1 | Brown Coal | 62.32% | 64.39% | 64.87% | 63.8% | 65.3% | - | - | - | - | - | - | - | - | - | - | - | - | - | - | - | - | - | - | - | -
VIC1 | CCGT | bar: 2026-27 to 2050-51
VIC1 | Gas - Steam | 1.062% | 0.8166% | 9% | 5.891% | 15.42% | 11.92% | 21.53% | 23.21% | 9.544% | 6.69% | 5.897% | 6.418% | 8.136% | - | - | - | - | - | - | - | - | - | - | - | -
VIC1 | OCGT / Diesel | 0.3378% | 0.1693% | 2.333% | 6.197% | 3.376% | 2.981% | 6.694% | 4.582% | 3.914% | 2.935% | 2.276% | 4.692% | 3.432% | 9.708% | 9.344% | 10.16% | 4.847% | 8.755% | 5.73% | 6.378% | 9.873% | 7.78% | 13.25% | 14.24% | 16.95%
VIC1 | Hydro | 16.35% | 13.74% | 20.54% | 17.09% | 14.77% | 14.84% | 13.57% | 16.55% | 17.02% | 16.19% | 13.57% | 20.41% | 17% | 14.83% | 14.75% | 13.48% | 16.42% | 17.08% | 16.16% | 13.59% | 20.43% | 17.15% | 14.8% | 14.82% | 13.46%
VIC1 | Hydrogen Turbine | bar: 2026-27 to 2050-51
VIC1 | Wind | 31.6% | 32.29% | 30.28% | 33.27% | 32.2% | 35.8% | 31.59% | 32.41% | 33.16% | 34.55% | 34.34% | 31.32% | 32.87% | 30.6% | 33.04% | 29.94% | 31.07% | 31.26% | 32.61% | 33.93% | 31.43% | 32.46% | 30.73% | 34.16% | 30.89%
VIC1 | Solar PV | 19.23% | 18.57% | 18.52% | 19.59% | 21.86% | 21.05% | 21.47% | 21.17% | 21.32% | 22.21% | 22.23% | 19.19% | 19.7% | 18.76% | 18.35% | 18.5% | 18.25% | 17.7% | 18.85% | 19.55% | 16.25% | 15.91% | 15.47% | 15.18% | 15.59%
VIC1 | Grid Battery | 11.27% | 11.98% | 11.04% | 14.4% | 15.77% | 15.24% | 15.93% | 15.98% | 10.44% | 11.08% | 10.66% | 9.928% | 9.711% | 9.597% | 8.62% | 9.347% | 9.427% | 9.069% | 9.563% | 9.966% | 9.267% | 8.929% | 9.137% | 7.161% | 7.385%
VIC1 | PHES | bar: 2026-27 to 2050-51
VIC1 | VPP | 11.06% | 16.53% | 20.22% | 15.47% | 17.28% | 17.12% | 16.43% | 16.42% | 14.57% | 15.74% | 14.95% | 14.12% | 13.96% | 13.62% | 11.78% | 12.13% | 11.88% | 11.68% | 11.82% | 12.21% | 11.52% | 11.19% | 11.42% | 11.02% | 11.38%
Region | Technology | 2026-27 | 2027-28 | 2028-29 | 2029-30 | 2030-31 | 2031-32 | 2032-33 | 2033-34 | 2034-35 | 2035-36 | 2036-37 | 2037-38 | 2038-39 | 2039-40 | 2040-41 | 2041-42 | 2042-43 | 2043-44 | 2044-45 | 2045-46 | 2046-47 | 2047-48 | 2048-49 | 2049-50 | 2050-51
SA1 | Black Coal | bar: 2026-27 to 2050-51
SA1 | Brown Coal | bar: 2026-27 to 2050-51
SA1 | CCGT | 17.13% | 21.85% | 45.47% | 36.42% | 42.61% | 36.44% | 43.5% | 46.54% | 38.65% | 31.38% | 30.93% | - | - | - | - | - | - | - | - | - | - | - | - | - | -
SA1 | Gas - Steam | bar: 2026-27 to 2050-51
SA1 | OCGT / Diesel | 1.605% | 1.041% | 9.18% | 9.502% | 8.169% | 8.184% | 12.72% | 14.78% | 11.6% | 7.983% | 7.037% | 10.27% | 11.91% | 12.35% | 12.69% | 11.47% | 10.31% | 11.98% | 5.762% | 6.834% | 8.845% | 8.251% | 10.85% | 11.15% | 14.02%
SA1 | Hydro | bar: 2026-27 to 2050-51
SA1 | Hydrogen Turbine | bar: 2026-27 to 2050-51
SA1 | Wind | 31.76% | 34.58% | 32.61% | 31.97% | 32.2% | 33.86% | 30.91% | 31.38% | 29.99% | 33.82% | 33.58% | 32.05% | 32.11% | 32.41% | 34.12% | 30.99% | 31.3% | 29.18% | 32.05% | 31.76% | 30.43% | 30.25% | 29.8% | 31.17% | 29.16%
SA1 | Solar PV | 16.89% | 20.3% | 18.88% | 20.05% | 19.65% | 20.07% | 19.36% | 18.6% | 19.92% | 20.29% | 20.99% | 17.97% | 18.01% | 18.61% | 18.86% | 19.37% | 18.56% | 17.6% | 17.95% | 18.76% | 16.35% | 15.84% | 15% | 14.81% | 15.42%
SA1 | Grid Battery | 5.129% | 5.235% | 11.1% | 13.56% | 14.88% | 14.01% | 14.84% | 14.69% | 14.26% | 14.73% | 14.89% | 16.22% | 16.06% | 17.14% | 15.88% | 18.33% | 17.77% | 20.67% | 20.63% | 22.2% | 20.29% | 19.58% | 19.92% | 19.68% | 20.79%
SA1 | PHES | bar: 2026-27 to 2050-51
SA1 | VPP | 10.47% | 12.68% | 14.56% | 9.992% | 9.844% | 9.751% | 11.22% | 11.46% | 11.08% | 11.54% | 11.92% | 11.91% | 12.28% | 12.27% | 11.66% | 12.11% | 12.14% | 11.89% | 12.05% | 12.25% | 12.1% | 11.98% | 11.77% | 11.32% | 11.19%
Region | Technology | 2026-27 | 2027-28 | 2028-29 | 2029-30 | 2030-31 | 2031-32 | 2032-33 | 2033-34 | 2034-35 | 2035-36 | 2036-37 | 2037-38 | 2038-39 | 2039-40 | 2040-41 | 2041-42 | 2042-43 | 2043-44 | 2044-45 | 2045-46 | 2046-47 | 2047-48 | 2048-49 | 2049-50 | 2050-51
TAS1 | Black Coal | bar: 2026-27 to 2050-51
TAS1 | Brown Coal | bar: 2026-27 to 2050-51
TAS1 | CCGT | 5.939e-08% | 5.945e-08% | 5.97e-08% | 4.945e-08% | 1.568e-07% | 1.528e-07% | 1.973e-07% | 1.961e-07% | 1.906e-07% | 1.902e-07% | 1.874e-07% | 2.201e-07% | 2.188e-07% | 2.198e-07% | 2.187e-07% | 2.428e-07% | 2.44e-07% | 2.486e-07% | 2.576e-07% | 2.58e-07% | 2.744e-07% | 2.735e-07% | 3.232e-07% | 3.317e-07% | -
TAS1 | Gas - Steam | bar: 2026-27 to 2050-51
TAS1 | OCGT / Diesel | 1.033e-07% | 1.052e-07% | 1.169e-07% | 0.09228% | 0.7659% | 0.1837% | 1.157% | 0.6834% | 4.397% | 2.895% | 1.496% | 3.105% | 1.526% | 4.865% | 5.864% | 4.194% | 1.938% | 2.44% | 2.686% | 0.8198% | 3.325% | 2.315% | 7.177% | 7.569% | -
TAS1 | Hydro | 36.54% | 33.33% | 36.1% | 40.08% | 38.1% | 38.35% | 36.52% | 39.21% | 41.3% | 38.79% | 34.15% | 38.58% | 36.08% | 33.57% | 32.27% | 31.35% | 33.75% | 34.61% | 32.31% | 33.32% | 36.48% | 34.6% | 33.57% | 32.48% | 35.58%
TAS1 | Hydrogen Turbine | bar: 2026-27 to 2050-51
TAS1 | Wind | 43.27% | 46.46% | 37.95% | 44.49% | 41.49% | 44.79% | 44.09% | 43.27% | 44.63% | 45.54% | 48.15% | 45.06% | 44.92% | 40.23% | 42.22% | 41.05% | 40.11% | 42% | 43.18% | 46.55% | 43.3% | 43.87% | 39.38% | 42.25% | 43.36%
TAS1 | Solar PV | bar: 2026-27 to 2050-51
TAS1 | Grid Battery | bar: 2026-27 to 2050-51
TAS1 | PHES | - | - | - | - | - | - | 22.15% | 22.58% | 25.14% | 25.04% | 25.34% | 22.51% | 21.97% | 21.71% | 20.98% | 20.5% | 22.17% | 21.76% | 21.38% | 22.16% | 20.64% | 19.23% | 18.45% | 20.29% | 22.47%
TAS1 | VPP | 7.351% | 13.15% | 17.46% | 14.86% | 17.56% | 15.87% | 13.14% | 12.68% | 12.55% | 13.25% | 13.5% | 12.86% | 13.17% | 12.66% | 11.96% | 11.93% | 12.13% | 10.77% | 11.03% | 11.08% | 10.63% | 10.01% | 9.624% | 9.756% | 10.19%
Explicitly modelled pumping
Region | Technology | 2026-27 | 2027-28 | 2028-29 | 2029-30 | 2030-31 | 2031-32 | 2032-33 | 2033-34 | 2034-35 | 2035-36 | 2036-37 | 2037-38 | 2038-39 | 2039-40 | 2040-41 | 2041-42 | 2042-43 | 2043-44 | 2044-45 | 2045-46 | 2046-47 | 2047-48 | 2048-49 | 2049-50 | 2050-51
NEM | Grid Battery Pump | 11.34% | 15% | 17.5% | 22.25% | 23.78% | 23.27% | 24.03% | 23.75% | 19.04% | 20.04% | 19.64% | 18.95% | 19.22% | 19.26% | 18.82% | 21.83% | 21.94% | 22.04% | 22.45% | 23.34% | 22.32% | 22.52% | 21.95% | 22.6% | 24.01%
NEM | PHES Pump | 23.96% | 23.83% | 24.94% | 41.55% | 28.51% | 29.25% | 28.84% | 29.23% | 30.48% | 33.25% | 33.08% | 29.41% | 27.82% | 28.09% | 27.98% | 24.6% | 27.42% | 25.82% | 26.01% | 26.56% | 25.41% | 22.32% | 19.32% | 22.76% | 27.19%
NEM | VPP Pump | 13.24% | 17.94% | 23.05% | 17.07% | 17.92% | 17.85% | 17.63% | 17.68% | 17.08% | 17.78% | 17.69% | 17.29% | 17.67% | 17.4% | 16.53% | 16.7% | 16.49% | 16.11% | 16.12% | 16.18% | 15.59% | 15.49% | 15.21% | 14.93% | 14.72%
Region | Technology | 2026-27 | 2027-28 | 2028-29 | 2029-30 | 2030-31 | 2031-32 | 2032-33 | 2033-34 | 2034-35 | 2035-36 | 2036-37 | 2037-38 | 2038-39 | 2039-40 | 2040-41 | 2041-42 | 2042-43 | 2043-44 | 2044-45 | 2045-46 | 2046-47 | 2047-48 | 2048-49 | 2049-50 | 2050-51
NSW1 | Grid Battery Pump | 15.74% | 26.37% | 26.16% | 26.48% | 28.77% | 27.8% | 29.04% | 27.94% | 27.72% | 29.8% | 29.43% | 26.73% | 27.19% | 26.59% | 26.23% | 26.71% | 25.81% | 25.73% | 26.79% | 27.36% | 25.78% | 25.3% | 25.01% | 25.73% | 27.48%
NSW1 | PHES Pump | 30.94% | 30.75% | 34.83% | 65.08% | 29.13% | 30.39% | 29.5% | 29.57% | 29.76% | 34.2% | 34.36% | 31.47% | 26.83% | 27.47% | 25.71% | 22.55% | 26.72% | 22.72% | 23.96% | 24.45% | 26.4% | 19.75% | 18.05% | 22.07% | 26.03%
NSW1 | VPP Pump | 13.87% | 18.85% | 25.36% | 17.79% | 17.98% | 17.69% | 17.13% | 17.1% | 17.04% | 17.57% | 17.71% | 17.51% | 18.43% | 18.31% | 17.85% | 18.08% | 17.77% | 17.36% | 17.32% | 17.18% | 16.72% | 16.79% | 16.25% | 16% | 15.64%
Region | Technology | 2026-27 | 2027-28 | 2028-29 | 2029-30 | 2030-31 | 2031-32 | 2032-33 | 2033-34 | 2034-35 | 2035-36 | 2036-37 | 2037-38 | 2038-39 | 2039-40 | 2040-41 | 2041-42 | 2042-43 | 2043-44 | 2044-45 | 2045-46 | 2046-47 | 2047-48 | 2048-49 | 2049-50 | 2050-51
QLD1 | Grid Battery Pump | 8.124% | 8.517% | 22.64% | 27.63% | 27.99% | 28.41% | 28.42% | 28.55% | 28.52% | 29.35% | 29.04% | 27.53% | 28.88% | 27.76% | 28.97% | 28.69% | 29.65% | 28.99% | 28.62% | 29.5% | 26.98% | 28.23% | 26.11% | 27.6% | 29.31%
QLD1 | PHES Pump | 15.82% | 15.76% | 13.41% | 14.09% | 27.84% | 28.03% | 28.12% | 28.83% | 31.01% | 32.31% | 31.64% | 27.22% | 28.62% | 28.64% | 30.4% | 26.26% | 27.78% | 28.52% | 27.75% | 28.17% | 24.03% | 24.34% | 19.67% | 22.57% | 27.96%
QLD1 | VPP Pump | 14.21% | 19.83% | 28.52% | 22.77% | 23.71% | 23.4% | 20.62% | 20.4% | 20.14% | 20.33% | 20.19% | 19.81% | 19.79% | 19.43% | 19.11% | 18.88% | 18.58% | 18.25% | 18.03% | 17.7% | 17.13% | 17.08% | 16.68% | 16.52% | 15.84%
Region | Technology | 2026-27 | 2027-28 | 2028-29 | 2029-30 | 2030-31 | 2031-32 | 2032-33 | 2033-34 | 2034-35 | 2035-36 | 2036-37 | 2037-38 | 2038-39 | 2039-40 | 2040-41 | 2041-42 | 2042-43 | 2043-44 | 2044-45 | 2045-46 | 2046-47 | 2047-48 | 2048-49 | 2049-50 | 2050-51
VIC1 | Grid Battery Pump | 13.26% | 14.15% | 13% | 17.14% | 18.79% | 18.18% | 19% | 19% | 12.42% | 13.12% | 12.65% | 11.78% | 11.55% | 11.35% | 10.26% | 11.04% | 11.22% | 10.71% | 11.34% | 11.86% | 10.95% | 10.64% | 10.81% | 8.448% | 8.69%
VIC1 | PHES Pump | bar: 2026-27 to 2050-51
VIC1 | VPP Pump | 12.99% | 19.5% | 23.81% | 18.17% | 20.33% | 20.17% | 19.35% | 19.29% | 17.18% | 18.48% | 17.59% | 16.61% | 16.48% | 15.97% | 13.91% | 14.23% | 14.03% | 13.69% | 13.9% | 14.41% | 13.51% | 13.21% | 13.39% | 12.98% | 13.37%
Region | Technology | 2026-27 | 2027-28 | 2028-29 | 2029-30 | 2030-31 | 2031-32 | 2032-33 | 2033-34 | 2034-35 | 2035-36 | 2036-37 | 2037-38 | 2038-39 | 2039-40 | 2040-41 | 2041-42 | 2042-43 | 2043-44 | 2044-45 | 2045-46 | 2046-47 | 2047-48 | 2048-49 | 2049-50 | 2050-51
SA1 | Grid Battery Pump | 6.106% | 6.264% | 13.36% | 16.29% | 17.9% | 16.85% | 17.88% | 17.64% | 17.16% | 17.72% | 17.91% | 19.53% | 19.38% | 20.59% | 19.18% | 22.03% | 21.44% | 24.88% | 24.83% | 26.83% | 24.36% | 23.67% | 23.9% | 23.76% | 25.01%
SA1 | PHES Pump | bar: 2026-27 to 2050-51
SA1 | VPP Pump | 12.3% | 14.96% | 17.14% | 11.73% | 11.58% | 11.47% | 13.23% | 13.47% | 13.04% | 13.58% | 14.03% | 14.01% | 14.49% | 14.4% | 13.75% | 14.21% | 14.31% | 13.99% | 14.16% | 14.45% | 14.2% | 14.13% | 13.81% | 13.34% | 13.14%
Region | Technology | 2026-27 | 2027-28 | 2028-29 | 2029-30 | 2030-31 | 2031-32 | 2032-33 | 2033-34 | 2034-35 | 2035-36 | 2036-37 | 2037-38 | 2038-39 | 2039-40 | 2040-41 | 2041-42 | 2042-43 | 2043-44 | 2044-45 | 2045-46 | 2046-47 | 2047-48 | 2048-49 | 2049-50 | 2050-51
TAS1 | Grid Battery Pump | bar: 2026-27 to 2050-51
TAS1 | PHES Pump | - | - | - | - | - | - | 29.21% | 29.67% | 33.18% | 32.88% | 33.56% | 29.44% | 28.9% | 28.57% | 27.85% | 26.99% | 29.2% | 28.52% | 27.96% | 29.45% | 26.86% | 25.6% | 23.97% | 27% | 29.27%
TAS1 | VPP Pump | 8.629% | 15.54% | 20.48% | 17.48% | 20.66% | 18.67% | 15.46% | 14.92% | 14.81% | 15.55% | 15.92% | 15.1% | 15.49% | 14.89% | 14.13% | 13.99% | 14.32% | 12.68% | 12.93% | 13.09% | 12.46% | 11.82% | 11.28% | 11.52% | 11.95%

## ML2_Generation
Annual sent-out generation by technology (GWh) - ML2, Step Change Scenario
Non-scheduled generation including Distributed PV is not shown.
Region | Technology | 2026-27 | 2027-28 | 2028-29 | 2029-30 | 2030-31 | 2031-32 | 2032-33 | 2033-34 | 2034-35 | 2035-36 | 2036-37 | 2037-38 | 2038-39 | 2039-40 | 2040-41 | 2041-42 | 2042-43 | 2043-44 | 2044-45 | 2045-46 | 2046-47 | 2047-48 | 2048-49 | 2049-50 | 2050-51
NEM | Black Coal | 70422.4136 | 67544.1129 | 67371.8763 | 21759.6611 | 26355.9202 | 24570.5055 | 25887.7646 | 21929.4336 | 18615.3632 | 17216.4364 | 15709.4914 | 16604.0245 | 12570.4471 | 12888.6651 | 4275.467 | 3778.2822 | 0.00011644 | 0.00010312 | 8.9685e-05 | 7.0513e-05 | 6.8733e-05 | 5.2558e-05 | 5.3502e-05 | 5.8097e-05 | 7.5369e-05
NEM | Brown Coal | 26393.5113 | 25555.1704 | 17506.1315 | 3241.7913 | 765.5139 | 7.3695e-05 | 6.5593e-05 | 7.8875e-05 | 3.9319e-05 | 1.214e-05 | 1.1682e-05 | 1.1903e-05 | 7.4971e-06 | 5.7262e-06 | 8.6848e-06 | 8.797e-06 | 8.3845e-06 | 8.7015e-06 | 8.2592e-06 | 6.3114e-06 | 6.8451e-06 | 0 | 0 | 0 | 0
NEM | CCGT | 3662.7404 | 4456.5479 | 7349.9175 | 8637.055 | 8213.2041 | 7340.9673 | 8762.543 | 10693.5185 | 8406.8992 | 7457.125 | 6714.3769 | 5831.4804 | 5732.1126 | 5153.442 | 5534.4979 | 5004.3931 | 5577.6295 | 3685.3882 | 2891.6597 | 1836.5151 | 1042.9507 | 942.4525 | 994.2872 | 975.8396 | 9.8942e-05
NEM | Gas - Steam | 46.495 | 35.7682 | 394.2131 | 258.0474 | 675.3752 | 522.1836 | 942.9979 | 1016.3859 | 418.0137 | 293.0078 | 258.2774 | 281.0924 | 356.3359 | 0 | 0 | 0 | 0 | 0 | 0 | 0 | 0 | 0 | 0 | 0 | 0
NEM | OCGT / Diesel | 328.8024 | 274.8705 | 2245.3792 | 7157.8631 | 3541.5154 | 3398.9561 | 4837.5908 | 5850.7237 | 4864.69 | 3567.2967 | 3331.3421 | 4811.5938 | 6839.894 | 7615.5432 | 10524.5199 | 8545.2746 | 7198.438 | 11578.1566 | 8375.2611 | 9829.833 | 11440.3354 | 10809.0883 | 12712.6376 | 13396.4212 | 15978.6213
NEM | Hydro | 16168.4549 | 14264.2703 | 17837.1797 | 17229.0716 | 15780.3103 | 15889.7744 | 14953.8089 | 16831.558 | 17460.6042 | 16648.3537 | 14439.5241 | 17617.4638 | 15557.2282 | 14221.31 | 13765.0764 | 13041.3711 | 14503.0431 | 15029.047 | 14105.6651 | 13281.0222 | 16758.7166 | 14739.6597 | 13632.4514 | 13423.6721 | 14013.2357
NEM | Hydrogen Turbine | 0 | 0 | 0 | 0 | 0 | 0 | 0 | 0 | 0 | 0 | 0 | 0 | 0 | 0 | 0 | 0 | 0 | 0 | 0 | 0 | 0 | 0 | 0 | 0 | 0
NEM | Wind | 43543.2361 | 48553.4511 | 52741.7181 | 90809.8302 | 92481.1832 | 97324.6766 | 95463.6732 | 96706.9599 | 105130.153 | 111510.5464 | 122374.2656 | 130318.2238 | 130542.8697 | 130930.4327 | 131959.9314 | 128244.133 | 129834.6404 | 125357.1802 | 128992.6298 | 128856.8511 | 131535.1107 | 128769.364 | 124551.047 | 125774.4961 | 122947.0963
NEM | Solar PV | 23831.7911 | 25619.4238 | 24320.6689 | 41385.5005 | 45876.7737 | 46250.3098 | 46035.151 | 45913.7384 | 50230.5168 | 52041.6676 | 51246.4889 | 45937.6368 | 48498.2886 | 48704.3004 | 55384.7456 | 66625.1985 | 73146.0893 | 82275.5432 | 84493.8185 | 87766.7794 | 85900.8677 | 87209.394 | 86396.7276 | 83908.5698 | 87735.6913
NEM | Grid Battery | 2082.1981 | 3222.9208 | 4577.3465 | 13155.6713 | 13984.8155 | 13678.7704 | 14145.1484 | 13890.5368 | 15103.8627 | 15935.2272 | 15534.565 | 15963.8389 | 16219.5737 | 17387.9968 | 16908.2669 | 26993.4748 | 27067.5133 | 26961.6156 | 28008.2005 | 29215.0392 | 29204.3103 | 28686.2174 | 29935.1098 | 23322.2577 | 25883.3606
NEM | PHES | 1101.2507 | 1094.7225 | 998.0899 | 3041.4907 | 9209.4774 | 9471.4927 | 9729.3961 | 10054.3423 | 10538.2189 | 11827.6976 | 11691.5291 | 10855.0112 | 10295.3047 | 10664.8068 | 10179.662 | 9235.0114 | 10035.1014 | 9744.4569 | 9564.5789 | 9705.4946 | 9495.3197 | 8283.4292 | 7135.2202 | 8476.4153 | 10126.3203
NEM | VPP | 325.4101 | 439.5918 | 564.6442 | 714.221 | 1010.6798 | 1328.5168 | 1757.6836 | 2211.2097 | 2623.2377 | 3333.4392 | 3990.2407 | 4591.9025 | 5526.3418 | 6437.2281 | 7129.5907 | 8437.6424 | 9589.4529 | 10737.9475 | 12187.6394 | 13784.0873 | 14973.7659 | 16558.0515 | 18060.0764 | 19480.5189 | 21091.034
NEM | USE / DSP | 0.128 | 0.41604 | 1.5888 | 749.1869 | 0.27213 | 0.038003 | 9.3749 | 7.2617 | 8.7028 | 10.4633 | 8.8275 | 59.0351 | 21.3798 | 117.7 | 115.7794 | 100.1629 | 74.0139 | 184.8671 | 166.6093 | 207.9195 | 286.6498 | 274.9964 | 368.155 | 428.6006 | 108.9822
Total |  | 187906.4316 | 191061.2663 | 195908.7538 | 208139.3902 | 217895.0407 | 219776.1915 | 222525.1325 | 225105.6685 | 233400.2624 | 239841.2611 | 245298.9287 | 252871.3031 | 252159.7762 | 254121.4252 | 255777.5372 | 270004.9441 | 277025.922 | 285554.2027 | 288786.0625 | 294483.5413 | 300638.0268 | 296272.653 | 293785.7123 | 289186.7913 | 297884.3419
Region | Technology | 2026-27 | 2027-28 | 2028-29 | 2029-30 | 2030-31 | 2031-32 | 2032-33 | 2033-34 | 2034-35 | 2035-36 | 2036-37 | 2037-38 | 2038-39 | 2039-40 | 2040-41 | 2041-42 | 2042-43 | 2043-44 | 2044-45 | 2045-46 | 2046-47 | 2047-48 | 2048-49 | 2049-50 | 2050-51
NSW1 | Black Coal | 31844.6682 | 28154.0629 | 26796.9788 | 9248.0974 | 11769.6294 | 10653.0724 | 11593.7328 | 8290.004 | 7289.9585 | 5640.1028 | 4654.7695 | 5018.3641 | 2183.7545 | 2186.0306 | 0 | 0 | 0 | 0 | 0 | 0 | 0 | 0 | 0 | 0 | 0
NSW1 | Brown Coal | 0 | 0 | 0 | 0 | 0 | 0 | 0 | 0 | 0 | 0 | 0 | 0 | 0 | 0 | 0 | 0 | 0 | 0 | 0 | 0 | 0 | 0 | 0 | 0 | 0
NSW1 | CCGT | 628.9397 | 969.4482 | 1496.5784 | 1700.3809 | 1675.5209 | 1437.2562 | 1872.4136 | 2052.5374 | 1822.008 | 1617.8682 | 1342.2303 | 1395.7407 | 1272.3713 | 1485.2494 | 1521.0275 | 1390.728 | 1613.6 | 9.2945e-06 | 8.9655e-06 | 9.1929e-06 | 1.0202e-05 | 1.0221e-05 | 1.048e-05 | 1.0556e-05 | 2.1911e-05
NSW1 | Gas - Steam | 0 | 0 | 0 | 0 | 0 | 0 | 0 | 0 | 0 | 0 | 0 | 0 | 0 | 0 | 0 | 0 | 0 | 0 | 0 | 0 | 0 | 0 | 0 | 0 | 0
NSW1 | OCGT / Diesel | 30.8515 | 85.8035 | 576.1517 | 3555.2476 | 1859.0485 | 1886.5601 | 2104.6469 | 3508.2107 | 2417.626 | 1708.5695 | 1374.9405 | 1789.1041 | 3549.151 | 3362.0128 | 5599.7543 | 3350.3547 | 2904.304 | 5910.8575 | 4608.7691 | 5292.3515 | 6344.8192 | 7280.2113 | 7547.6968 | 9018.9519 | 9523.0841
NSW1 | Hydro | 3425.7402 | 2844.2094 | 4356.0918 | 3483.4914 | 2962.8479 | 2998.2821 | 2819.6703 | 3385.3584 | 3444.7609 | 3397.5024 | 2830.4157 | 4020.96 | 3267.4322 | 2981.0955 | 2851.6904 | 2595.5747 | 3097.3749 | 3286.0964 | 3099.1423 | 2544.8852 | 3894.6069 | 2984.0879 | 2593.1681 | 2644.1915 | 2758.4332
NSW1 | Hydrogen Turbine | 0 | 0 | 0 | 0 | 0 | 0 | 0 | 0 | 0 | 0 | 0 | 0 | 0 | 0 | 0 | 0 | 0 | 0 | 0 | 0 | 0 | 0 | 0 | 0 | 0
NSW1 | Wind | 11006.272 | 13403.6713 | 17099.5032 | 22220.7061 | 23753.3742 | 24442.7571 | 24465.8339 | 24413.8691 | 24493.943 | 26002.5419 | 33734.3221 | 38958.975 | 35127.6325 | 36225.0773 | 34816.154 | 35347.3096 | 34427.2441 | 31907.9059 | 33672.5957 | 33941.4011 | 34525.6743 | 30732.8266 | 30485.3944 | 28722.2109 | 30221.9752
NSW1 | Solar PV | 13156.4824 | 14690.0626 | 13489.6943 | 16816.2193 | 18313.4346 | 17980.2449 | 18224.8678 | 17837.5693 | 17358.9946 | 18486.1465 | 17735.919 | 15257.9167 | 15856.3639 | 16221.5773 | 16635.5721 | 20932.4265 | 23487.9383 | 27428.196 | 28948.7936 | 29524.9117 | 29308.2121 | 28956.0328 | 28861.891 | 26408.6648 | 28013.2639
NSW1 | Grid Battery | 307.6238 | 1339.0739 | 1327.0497 | 4364.8066 | 4733.5801 | 4581.5323 | 4783.2252 | 4602.4099 | 4554.3843 | 4917.2939 | 4739.122 | 4290.234 | 4384.6716 | 4290.4646 | 4209.9379 | 6767.7356 | 6525.0365 | 6504.5365 | 6773.6865 | 6895.6495 | 6539.7557 | 5597.8611 | 5568.5309 | 2796.5623 | 3315.6641
NSW1 | PHES | 410.0919 | 407.633 | 414.9567 | 2424.4299 | 4228.4069 | 4477.9478 | 4392.3394 | 4438.1327 | 4496.227 | 5161.9745 | 4997.68 | 4833.0139 | 3973.3725 | 4395.181 | 3673.3511 | 3445.3936 | 3897.4908 | 3468.1642 | 3480.5425 | 3516.9216 | 4082.5708 | 2905.4413 | 2681.8439 | 3360.3784 | 3899.0893
NSW1 | VPP | 124.1245 | 168.461 | 226.0681 | 282.3665 | 384.039 | 500.0014 | 650.4996 | 803.2935 | 970.0588 | 1213.7674 | 1454.3294 | 1660.7361 | 2030.0842 | 2369.2933 | 2678.1421 | 3167.6823 | 3575.767 | 3994.9092 | 4518.6711 | 5049.0065 | 5538.2247 | 6175.6961 | 6624.983 | 7176.987 | 7675.0786
NSW1 | USE / DSP | 4.719e-07 | 0.27304 | 0.032001 | 71.9622 | 7.5136e-07 | 0.038001 | 0.64192 | 1.2837 | 0.044998 | 0.044001 | 0.015001 | 5.3333 | 0.020002 | 5.0074 | 1.552 | 2.3065 | 0.352 | 2.6745 | 2.5346 | 1.836 | 3.3146 | 3.274 | 8.3049 | 5.04 | 1.12
Total |  | 60934.7942 | 62062.6988 | 65783.1047 | 64167.7079 | 69679.8815 | 68957.6921 | 70907.8715 | 69332.6687 | 66848.0062 | 68145.8111 | 72863.7436 | 77230.3779 | 71644.8537 | 73520.9891 | 71987.1813 | 76999.5115 | 79529.1076 | 82503.3401 | 85104.7354 | 86766.9632 | 90237.1783 | 84635.4312 | 84371.8131 | 80132.9868 | 85407.7084
Region | Technology | 2026-27 | 2027-28 | 2028-29 | 2029-30 | 2030-31 | 2031-32 | 2032-33 | 2033-34 | 2034-35 | 2035-36 | 2036-37 | 2037-38 | 2038-39 | 2039-40 | 2040-41 | 2041-42 | 2042-43 | 2043-44 | 2044-45 | 2045-46 | 2046-47 | 2047-48 | 2048-49 | 2049-50 | 2050-51
QLD1 | Black Coal | 38577.7454 | 39390.05 | 40574.8975 | 12511.5637 | 14586.2908 | 13917.4332 | 14294.0317 | 13639.4296 | 11325.4047 | 11576.3336 | 11054.7219 | 11585.6604 | 10386.6926 | 10702.6346 | 4275.467 | 3778.2822 | 0.00011644 | 0.00010312 | 8.9685e-05 | 7.0513e-05 | 6.8733e-05 | 5.2558e-05 | 5.3502e-05 | 5.8097e-05 | 7.5369e-05
QLD1 | Brown Coal | 0 | 0 | 0 | 0 | 0 | 0 | 0 | 0 | 0 | 0 | 0 | 0 | 0 | 0 | 0 | 0 | 0 | 0 | 0 | 0 | 0 | 0 | 0 | 0 | 0
QLD1 | CCGT | 1970.0962 | 2130.2397 | 3746.0276 | 5249.1392 | 4563.3497 | 4215.2338 | 4874.2775 | 6484.2101 | 4793.9486 | 4385.2751 | 3938.7764 | 4435.7397 | 4459.7413 | 3668.1926 | 4013.4704 | 3613.6651 | 3964.0295 | 3685.3882 | 2891.6597 | 1836.5151 | 1042.9506 | 942.4525 | 994.2871 | 975.8396 | 4.5087e-05
QLD1 | Gas - Steam | 0 | 0 | 0 | 0 | 0 | 0 | 0 | 0 | 0 | 0 | 0 | 0 | 0 | 0 | 0 | 0 | 0 | 0 | 0 | 0 | 0 | 0 | 0 | 0 | 0
QLD1 | OCGT / Diesel | 7.6703 | 9.1277 | 52.0293 | 1297.8123 | 191.0484 | 94.1439 | 480.5862 | 335.8817 | 764.0549 | 721.7631 | 1017.7666 | 1384.742 | 1748.3331 | 1978.9073 | 2714.3776 | 1967.9434 | 2402.9244 | 2426.7576 | 1914.2234 | 2460.5889 | 2097.8973 | 1503.375 | 1856.6655 | 848.3514 | 420.0897
QLD1 | Hydro | 678.9557 | 650.557 | 686.0888 | 682.1275 | 693.5542 | 693.4041 | 630.497 | 699.0397 | 673.5724 | 677.1001 | 677.4008 | 231.1046 | 207.2082 | 194.2234 | 197.9791 | 205.2666 | 4.1986e-08 | 3.283e-08 | 3.0586e-08 | 2.8306e-08 | 2.764e-08 | 2.6296e-08 | 0.9561 | 2.9268e-08 | 6.2871e-08
QLD1 | Hydrogen Turbine | 0 | 0 | 0 | 0 | 0 | 0 | 0 | 0 | 0 | 0 | 0 | 0 | 0 | 0 | 0 | 0 | 0 | 0 | 0 | 0 | 0 | 0 | 0 | 0 | 0
QLD1 | Wind | 7053.7784 | 7274.6277 | 7428.1814 | 23240.5827 | 24503.1982 | 24446.2855 | 24770.161 | 23357.5628 | 27598.6821 | 28112.9478 | 27969.5536 | 32252.0456 | 31925.0043 | 32377.8697 | 31391.1635 | 32573.4988 | 33496.508 | 32823.8835 | 33051.6442 | 32680.3688 | 35989.9515 | 35224.925 | 34690.6495 | 34139.2934 | 35522.2183
QLD1 | Solar PV | 6477.4338 | 6506.4412 | 6546.5045 | 14219.0257 | 16495.5187 | 17420.1188 | 16939.3567 | 17441.451 | 20857.5256 | 21121.2146 | 20946.2043 | 17948.9922 | 19692.2667 | 19738.9696 | 25967.0787 | 30505.689 | 34892.6781 | 37323.7954 | 37559.6003 | 39590.4534 | 40094.0106 | 42002.325 | 42031.9519 | 42907.9487 | 44748.8338
QLD1 | Grid Battery | 155.8966 | 174.6367 | 1131.6687 | 4062.0603 | 4110.737 | 4161.7121 | 4186.0275 | 4192.8187 | 4187.6701 | 4305.3724 | 4271.4452 | 5123.7157 | 5407.9465 | 6078.4848 | 6327.8184 | 11953.7065 | 12353.8479 | 12273.3063 | 12831.874 | 13445.4384 | 15073.2438 | 15768.0098 | 17404.8079 | 15728.0848 | 16797.0311
QLD1 | PHES | 691.1588 | 687.0895 | 583.1332 | 617.0608 | 4981.0705 | 4993.545 | 5069.8256 | 5173.0451 | 5547.0619 | 5794.3451 | 5657.4126 | 4860.1232 | 5188.0787 | 5148.9502 | 5423.3087 | 4731.4304 | 4993.039 | 5152.8522 | 4980.6363 | 5044.938 | 4347.3985 | 4385.5626 | 3501.139 | 4068.5381 | 5067.5292
QLD1 | VPP | 49.623 | 69.1744 | 99.2487 | 144.2939 | 215.9815 | 298.8091 | 398.8524 | 518.0875 | 653.0129 | 823.7872 | 1015.9548 | 1211.5496 | 1468.8233 | 1724.7752 | 2005.5479 | 2336.4908 | 2679.7519 | 3026.4572 | 3406.4097 | 3795.4225 | 4139.8922 | 4626.8028 | 5011.3109 | 5475.7224 | 5776.0839
QLD1 | USE / DSP | 4.5703e-07 | 4.9618e-07 | 0.60581 | 373.8405 | 6.8929e-07 | 7.2622e-07 | 0.58995 | 1.9971 | 9.4882e-07 | 2.0034 | 0.686 | 12.477 | 1.5427e-06 | 40.3618 | 44.8 | 33.9368 | 20.2099 | 53.2919 | 51.4194 | 88.1709 | 140.221 | 116.6821 | 161.9766 | 200.7944 | 61.0323
Total |  | 55662.3582 | 56891.944 | 60848.3856 | 62397.5067 | 70340.7489 | 70240.6856 | 71644.2058 | 71843.5233 | 76400.9333 | 77520.1425 | 76549.9223 | 79046.1499 | 80484.0947 | 81653.3691 | 82361.0112 | 91699.9096 | 94802.9888 | 96765.7325 | 96687.4669 | 98941.8959 | 102925.5655 | 104570.1348 | 105653.7447 | 104344.5729 | 108392.8184
Region | Technology | 2026-27 | 2027-28 | 2028-29 | 2029-30 | 2030-31 | 2031-32 | 2032-33 | 2033-34 | 2034-35 | 2035-36 | 2036-37 | 2037-38 | 2038-39 | 2039-40 | 2040-41 | 2041-42 | 2042-43 | 2043-44 | 2044-45 | 2045-46 | 2046-47 | 2047-48 | 2048-49 | 2049-50 | 2050-51
VIC1 | Black Coal | 0 | 0 | 0 | 0 | 0 | 0 | 0 | 0 | 0 | 0 | 0 | 0 | 0 | 0 | 0 | 0 | 0 | 0 | 0 | 0 | 0 | 0 | 0 | 0 | 0
VIC1 | Brown Coal | 26393.5113 | 25555.1704 | 17506.1315 | 3241.7913 | 765.5139 | 7.3695e-05 | 6.5593e-05 | 7.8875e-05 | 3.9319e-05 | 1.214e-05 | 1.1682e-05 | 1.1903e-05 | 7.4971e-06 | 5.7262e-06 | 8.6848e-06 | 8.797e-06 | 8.3845e-06 | 8.7015e-06 | 8.2592e-06 | 6.3114e-06 | 6.8451e-06 | 0 | 0 | 0 | 0
VIC1 | CCGT | 0 | 0 | 0 | 0 | 0 | 0 | 0 | 0 | 0 | 0 | 0 | 0 | 0 | 0 | 0 | 0 | 0 | 0 | 0 | 0 | 0 | 0 | 0 | 0 | 0
VIC1 | Gas - Steam | 46.495 | 35.7682 | 394.2131 | 258.0474 | 675.3752 | 522.1836 | 942.9979 | 1016.3859 | 418.0137 | 293.0078 | 258.2774 | 281.0924 | 356.3359 | 0 | 0 | 0 | 0 | 0 | 0 | 0 | 0 | 0 | 0 | 0 | 0
VIC1 | OCGT / Diesel | 56.2255 | 28.1819 | 388.2574 | 1031.3707 | 561.9455 | 496.1609 | 1114.1363 | 694.411 | 593.1281 | 444.7448 | 344.8907 | 756.6728 | 553.3925 | 1197.4077 | 1152.3948 | 2276.2058 | 1045.6311 | 2257.3784 | 1477.5872 | 1644.492 | 2545.8377 | 1608.0594 | 2738.4588 | 2942.3836 | 5346.2342
VIC1 | Hydro | 3264.6713 | 2743.6168 | 4101.4228 | 3412.6966 | 2949.6931 | 2962.5552 | 2709.4256 | 3304.2387 | 3397.1826 | 3232.5899 | 2708.986 | 4074.5698 | 3394.5543 | 2961.0762 | 2944.1905 | 2691.0495 | 3277.9438 | 3408.9132 | 3226.7598 | 2713.4846 | 4079.6607 | 3423.3106 | 2954.4617 | 2957.9535 | 2687.0456
VIC1 | Hydrogen Turbine | 0 | 0 | 0 | 0 | 0 | 0 | 0 | 0 | 0 | 0 | 0 | 0 | 0 | 0 | 0 | 0 | 0 | 0 | 0 | 0 | 0 | 0 | 0 | 0 | 0
VIC1 | Wind | 14587.5804 | 14905.9047 | 15302.9302 | 26731.6511 | 25721.7546 | 28593.2904 | 27080.3426 | 29676.9185 | 33534.5579 | 36096.3873 | 38887.6595 | 38028.7875 | 41574.0905 | 41382.0235 | 43851.2387 | 39735.0624 | 41093.6582 | 40581.6121 | 41220.0246 | 41050.086 | 38850.6788 | 40574.3411 | 38404.2058 | 40719.632 | 36671.9639
VIC1 | Solar PV | 2634.3304 | 2543.9659 | 2536.4825 | 6810.0523 | 7597.4116 | 7316.5277 | 7463.2612 | 7360.046 | 8507.3432 | 8861.8174 | 8869.305 | 7656.9472 | 7862.6981 | 7486.9999 | 7322.0799 | 7380.0202 | 7284.0842 | 7551.4112 | 7859.3533 | 8096.911 | 7300.163 | 7451.6902 | 7169.0876 | 6504.3964 | 6554.0542
VIC1 | Grid Battery | 1364.1627 | 1449.4203 | 1335.509 | 3448.9316 | 3775.4554 | 3650.1198 | 3814.1765 | 3748.0266 | 5084.4199 | 5393.9049 | 5190.7106 | 4832.9751 | 4727.4044 | 4671.6572 | 4196.2804 | 4304.4421 | 4341.5182 | 4176.3253 | 4403.7834 | 4589.7349 | 3736.903 | 3600.6593 | 3684.2803 | 2027.0414 | 2090.343
VIC1 | PHES | 0 | 0 | 4.9738e-06 | 9.3133e-06 | 1.032e-05 | 1.056e-05 | 1.0744e-05 | 1.0677e-05 | 1.7498e-05 | 1.8399e-05 | 1.8987e-05 | 1.9356e-05 | 1.9365e-05 | 2.0631e-05 | 2.0573e-05 | 2.5493e-05 | 2.5185e-05 | 2.7903e-05 | 3.027e-05 | 2.9935e-05 | 3.0012e-05 | 2.9811e-05 | 3.0483e-05 | 3.2271e-05 | 3.8777e-05
VIC1 | VPP | 60.6476 | 90.659 | 110.9081 | 154.5944 | 242.5578 | 324.6282 | 455.7808 | 587.6787 | 657.1264 | 878.3625 | 1020.798 | 1151.5848 | 1357.1146 | 1578.3237 | 1615.7183 | 1953.9812 | 2223.7648 | 2509.4482 | 2894.2685 | 3392.1984 | 3607.3729 | 3924.8352 | 4457.115 | 4753.9379 | 5400.7418
VIC1 | USE / DSP | 4.5173e-07 | 0.0030005 | 0.0050008 | 23.254 | 7.7875e-07 | 8.1773e-07 | 2.533 | 0.041001 | 0.085001 | 0.081001 | 0.057001 | 14.9356 | 0.095001 | 9.0807 | 1.201 | 3.4623 | 0.34 | 1.587 | 30.3418 | 1.1648 | 9.998 | 2.546 | 4.241 | 4.9742 | 0.674
Total |  | 48407.6242 | 47352.6901 | 41675.8597 | 45112.3896 | 42289.7073 | 43865.4659 | 43582.6539 | 46387.7464 | 52191.8569 | 55200.8958 | 57280.6842 | 56797.5653 | 59825.6853 | 59286.569 | 61083.1036 | 58344.2236 | 59266.9403 | 60486.6755 | 61112.1186 | 61488.0718 | 60130.6142 | 60585.4419 | 59411.8501 | 59910.319 | 58751.0567
Region | Technology | 2026-27 | 2027-28 | 2028-29 | 2029-30 | 2030-31 | 2031-32 | 2032-33 | 2033-34 | 2034-35 | 2035-36 | 2036-37 | 2037-38 | 2038-39 | 2039-40 | 2040-41 | 2041-42 | 2042-43 | 2043-44 | 2044-45 | 2045-46 | 2046-47 | 2047-48 | 2048-49 | 2049-50 | 2050-51
SA1 | Black Coal | 0 | 0 | 0 | 0 | 0 | 0 | 0 | 0 | 0 | 0 | 0 | 0 | 0 | 0 | 0 | 0 | 0 | 0 | 0 | 0 | 0 | 0 | 0 | 0 | 0
SA1 | Brown Coal | 0 | 0 | 0 | 0 | 0 | 0 | 0 | 0 | 0 | 0 | 0 | 0 | 0 | 0 | 0 | 0 | 0 | 0 | 0 | 0 | 0 | 0 | 0 | 0 | 0
SA1 | CCGT | 1063.7045 | 1356.86 | 2107.3115 | 1687.5349 | 1974.3335 | 1688.4773 | 2015.8519 | 2156.771 | 1790.9425 | 1453.9817 | 1433.3701 | 1.0636e-05 | 1.0607e-05 | 1.0459e-05 | 1.0385e-05 | 1.0243e-05 | 1.0451e-05 | 1.0264e-05 | 9.8977e-06 | 9.9827e-06 | 1.0193e-05 | 1.0285e-05 | 1.0177e-05 | 1.0133e-05 | 2.175e-05
SA1 | Gas - Steam | 0 | 0 | 0 | 0 | 0 | 0 | 0 | 0 | 0 | 0 | 0 | 0 | 0 | 0 | 0 | 0 | 0 | 0 | 0 | 0 | 0 | 0 | 0 | 0 | 0
SA1 | OCGT / Diesel | 234.055 | 151.7574 | 1228.9407 | 1271.9935 | 917.5298 | 919.2264 | 1120.1775 | 1301.5642 | 1021.3225 | 647.0787 | 570.4151 | 832.6521 | 965.2268 | 1001.3501 | 1028.2006 | 929.4639 | 835.7332 | 970.7639 | 361.0355 | 428.2353 | 434.89 | 405.6814 | 533.3503 | 548.2763 | 689.2133
SA1 | Hydro | 0 | 0 | 0 | 0 | 0 | 0 | 0 | 0 | 0 | 0 | 0 | 0 | 0 | 0 | 0 | 0 | 0 | 0 | 0 | 0 | 0 | 0 | 0 | 0 | 0
SA1 | Hydrogen Turbine | 0 | 0 | 0 | 0 | 0 | 0 | 0 | 0 | 0 | 0 | 0 | 0 | 0 | 0 | 0 | 0 | 0 | 0 | 0 | 0 | 0 | 0 | 0 | 0 | 0
SA1 | Wind | 7686.0809 | 8369.551 | 8211.3423 | 11953.0487 | 11853.5795 | 12193.8824 | 11133.8777 | 10939.0875 | 10454.1753 | 11564.2409 | 10985.4392 | 10483.5676 | 10860.0538 | 10602.7991 | 11045.7427 | 10032.2828 | 10504.5947 | 9243.8632 | 10489.8448 | 9803.8287 | 11580.8737 | 11511.9223 | 11341.2253 | 11861.9645 | 11098.2906
SA1 | Solar PV | 1563.5445 | 1878.9542 | 1747.9875 | 3540.2031 | 3470.4087 | 3533.4184 | 3407.6653 | 3274.672 | 3506.6534 | 3572.4891 | 3695.0606 | 5073.7808 | 5086.9599 | 5256.7536 | 5460.015 | 7807.0627 | 7481.3887 | 9972.1406 | 10126.0714 | 10554.5033 | 9198.482 | 8799.346 | 8333.7971 | 8087.5599 | 8419.5395
SA1 | Grid Battery | 254.515 | 259.7899 | 783.1191 | 1279.8728 | 1365.043 | 1285.4062 | 1361.7192 | 1347.2815 | 1277.3884 | 1318.6559 | 1333.287 | 1716.914 | 1699.5512 | 2347.3902 | 2174.2301 | 3967.5904 | 3847.1106 | 4007.4473 | 3998.8565 | 4284.2162 | 3854.4076 | 3719.687 | 3277.4905 | 2770.5689 | 3680.3222
SA1 | PHES | 0 | 0 | 2.1923e-06 | 3.3943e-06 | 3.8134e-06 | 3.9083e-06 | 4.3815e-06 | 4.4211e-06 | 4.5421e-06 | 5.1052e-06 | 5.5449e-06 | 6.892e-06 | 6.9313e-06 | 7.5578e-06 | 7.6136e-06 | 8.8935e-06 | 8.8239e-06 | 1.0133e-05 | 1.1704e-05 | 1.1838e-05 | 1.2233e-05 | 1.2171e-05 | 1.2778e-05 | 1.4737e-05 | 1.6259e-05
SA1 | VPP | 89.1153 | 107.8983 | 123.9068 | 125.197 | 154.2536 | 187.4357 | 229.2242 | 273.5718 | 308.0755 | 372.0926 | 443.2662 | 504.5803 | 592.6838 | 674.8189 | 729.0356 | 859.7282 | 968.2908 | 1061.3202 | 1197.0058 | 1351.0381 | 1474.743 | 1604.1473 | 1723.214 | 1799.9726 | 1923.2324
SA1 | USE / DSP | 0.128 | 0.14 | 0.946 | 279.2846 | 0.27213 | 8.1737e-07 | 5.465 | 3.94 | 8.5728 | 8.3349 | 8.0694 | 24.8942 | 21.2648 | 60.7702 | 68.2264 | 57.4934 | 53.112 | 123.7937 | 78.0925 | 115.1377 | 130.8532 | 152.4943 | 191.0256 | 213.9742 | 42.9951
Total |  | 10891.1433 | 12124.9507 | 14203.554 | 20137.1346 | 19735.4202 | 19807.8464 | 19273.9807 | 19296.8879 | 18367.1303 | 18936.8738 | 18468.9078 | 18636.3891 | 19225.7404 | 19943.8821 | 20505.4505 | 23653.6213 | 23690.23 | 25379.3291 | 26250.9065 | 26536.9593 | 26674.2495 | 26193.2783 | 25400.1028 | 25282.3165 | 25853.5932
Region | Technology | 2026-27 | 2027-28 | 2028-29 | 2029-30 | 2030-31 | 2031-32 | 2032-33 | 2033-34 | 2034-35 | 2035-36 | 2036-37 | 2037-38 | 2038-39 | 2039-40 | 2040-41 | 2041-42 | 2042-43 | 2043-44 | 2044-45 | 2045-46 | 2046-47 | 2047-48 | 2048-49 | 2049-50 | 2050-51
TAS1 | Black Coal | 0 | 0 | 0 | 0 | 0 | 0 | 0 | 0 | 0 | 0 | 0 | 0 | 0 | 0 | 0 | 0 | 0 | 0 | 0 | 0 | 0 | 0 | 0 | 0 | 0
TAS1 | Brown Coal | 0 | 0 | 0 | 0 | 0 | 0 | 0 | 0 | 0 | 0 | 0 | 0 | 0 | 0 | 0 | 0 | 0 | 0 | 0 | 0 | 0 | 0 | 0 | 0 | 0
TAS1 | CCGT | 1.0822e-06 | 1.0833e-06 | 1.0877e-06 | 9.0095e-07 | 2.8567e-06 | 2.7837e-06 | 3.5952e-06 | 3.5735e-06 | 3.4728e-06 | 3.4657e-06 | 3.4146e-06 | 4.0111e-06 | 3.9873e-06 | 4.0041e-06 | 3.9842e-06 | 4.4233e-06 | 4.4454e-06 | 4.5305e-06 | 4.6936e-06 | 4.7008e-06 | 5.0001e-06 | 4.9842e-06 | 5.8888e-06 | 6.0437e-06 | 1.0193e-05
TAS1 | Gas - Steam | 0 | 0 | 0 | 0 | 0 | 0 | 0 | 0 | 0 | 0 | 0 | 0 | 0 | 0 | 0 | 0 | 0 | 0 | 0 | 0 | 0 | 0 | 0 | 0 | 0
TAS1 | OCGT / Diesel | 1.6109e-06 | 1.6398e-06 | 1.8226e-06 | 1.439 | 11.9432 | 2.8648 | 18.0439 | 10.6562 | 68.5585 | 45.1406 | 23.3292 | 48.4227 | 23.7906 | 75.8653 | 29.7925 | 21.3068 | 9.8454 | 12.3992 | 13.6458 | 4.1653 | 16.8913 | 11.7612 | 36.4661 | 38.458 | 1.0883e-05
TAS1 | Hydro | 8799.0877 | 8025.8872 | 8693.5764 | 9650.7561 | 9174.2151 | 9235.533 | 8794.216 | 9442.9213 | 9945.0882 | 9341.1612 | 8222.7216 | 9290.8294 | 8688.0335 | 8084.915 | 7771.2164 | 7549.4804 | 8127.7243 | 8334.0375 | 7779.763 | 8022.6524 | 8784.4489 | 8332.2613 | 8083.8655 | 7821.5271 | 8567.757
TAS1 | Hydrogen Turbine | 0 | 0 | 0 | 0 | 0 | 0 | 0 | 0 | 0 | 0 | 0 | 0 | 0 | 0 | 0 | 0 | 0 | 0 | 0 | 0 | 0 | 0 | 0 | 0 | 0
TAS1 | Wind | 3209.5243 | 4599.6964 | 4699.761 | 6663.8415 | 6649.2767 | 7648.4612 | 8013.458 | 8319.522 | 9048.7947 | 9734.4285 | 10797.2912 | 10594.848 | 11056.0885 | 10342.663 | 10855.6325 | 10555.9795 | 10312.6355 | 10799.9155 | 10558.5205 | 11381.1666 | 10587.9323 | 10725.349 | 9629.5721 | 10331.3954 | 9432.6483
TAS1 | Solar PV | 2.3546e-06 | 2.9497e-06 | 2.476e-06 | 3.2096e-06 | 3.2316e-06 | 3.2132e-06 | 4.3734e-06 | 4.7869e-06 | 4.3936e-06 | 4.575e-06 | 5.0192e-06 | 5.8684e-06 | 5.9865e-06 | 1.1502e-05 | 1.079e-05 | 1.3596e-05 | 1.5325e-05 | 1.5679e-05 | 1.6022e-05 | 1.6053e-05 | 1.5986e-05 | 1.6384e-05 | 2.1329e-05 | 1.9714e-05 | 2.0298e-05
TAS1 | Grid Battery | 1.8659e-05 | 3.1302e-05 | 3.2104e-05 | 3.2201e-05 | 3.355e-05 | 3.7908e-05 | 4.3055e-05 | 4.6181e-05 | 5.4642e-05 | 5.7958e-05 | 6.6251e-05 | 8.1512e-05 | 8.449e-05 | 0.00011242 | 0.00011683 | 0.00015225 | 0.00014721 | 0.00016473 | 0.00018268 | 0.00018077 | 0.00019061 | 0.00018209 | 0.00019267 | 0.00022381 | 0.00027716
TAS1 | PHES | 0 | 0 | 1.1759e-05 | 1.4241e-05 | 2.0805e-05 | 2.1621e-05 | 267.2311 | 443.1645 | 494.93 | 871.378 | 1036.4365 | 1161.8741 | 1133.8535 | 1120.6756 | 1083.0022 | 1058.1874 | 1144.5715 | 1123.4405 | 1103.4001 | 1143.6349 | 1065.3503 | 992.4252 | 952.2372 | 1047.4987 | 1159.7017
TAS1 | VPP | 1.8996 | 3.399 | 4.5124 | 7.7692 | 13.8478 | 17.6424 | 23.3266 | 28.5782 | 34.9641 | 45.4295 | 55.8923 | 63.4517 | 77.6359 | 90.017 | 101.1468 | 119.7599 | 141.8784 | 145.8127 | 171.2844 | 196.4218 | 213.5331 | 226.57 | 243.4536 | 273.8989 | 315.8972
TAS1 | USE / DSP | 1.4625e-07 | 1.5729e-07 | 1.69e-07 | 0.84552 | 2.0938e-07 | 2.1752e-07 | 0.145 | 2.6713e-07 | 2.779e-07 | 3.0215e-07 | 3.0483e-07 | 1.395 | 3.5055e-07 | 2.4799 | 4.3444e-07 | 2.964 | 4.687e-07 | 3.52 | 4.221 | 1.61 | 2.263 | 6.9203e-07 | 2.607 | 3.8177 | 3.1608
Total |  | 12010.5117 | 12628.9826 | 13397.8498 | 16324.6514 | 15849.2828 | 16904.5015 | 17116.4206 | 18244.8422 | 19592.3357 | 20037.538 | 20135.6709 | 21160.8209 | 20979.4021 | 19716.6158 | 19840.7906 | 19307.6781 | 19736.6553 | 20419.1256 | 19630.8351 | 20749.6511 | 20670.4193 | 20288.3669 | 18948.2017 | 19516.5962 | 19479.1653
Explicitly modelled pumping
Region | Technology | 2026-27 | 2027-28 | 2028-29 | 2029-30 | 2030-31 | 2031-32 | 2032-33 | 2033-34 | 2034-35 | 2035-36 | 2036-37 | 2037-38 | 2038-39 | 2039-40 | 2040-41 | 2041-42 | 2042-43 | 2043-44 | 2044-45 | 2045-46 | 2046-47 | 2047-48 | 2048-49 | 2049-50 | 2050-51
NEM | Grid Battery Pump | 2452.4208 | 3834.9639 | 5472.1336 | 15773.5064 | 16790.3299 | 16431.052 | 16970.5681 | 16658.9953 | 18117.2632 | 19068.8779 | 18601.0439 | 19167.0875 | 19436.8382 | 20818.279 | 20343.4511 | 32382.5536 | 32544.2302 | 32359.5307 | 33648.2862 | 35166.1319 | 35063.8553 | 34499.1808 | 35975.4653 | 28057.2153 | 31076.5989
NEM | PHES Pump | 3274.0479 | 3256.8167 | 3408.1589 | 5678.0356 | 13979.5778 | 14341.5138 | 14491.764 | 14908.5401 | 15544.6628 | 17464.5228 | 17575.1376 | 15939.3063 | 15076.5367 | 15225.8772 | 15162.8069 | 13334.271 | 14862.0299 | 13992.9043 | 14095.5136 | 14395.4778 | 13769.8003 | 12099.3004 | 10472.6356 | 12335.3175 | 14734.3845
NEM | VPP Pump | 382.2473 | 517.8322 | 665.414 | 838.5964 | 1189.9091 | 1563.6845 | 2068.0146 | 2600.1372 | 3090.1347 | 3919.2612 | 4692.8733 | 5411.8612 | 6505.4806 | 7559.7869 | 8410.5154 | 9908.6252 | 11295.3109 | 12623.3552 | 14335.8925 | 16254.4896 | 17581.1318 | 19507.1399 | 21222.4877 | 22932.4989 | 24788.7057
Region | Technology | 2026-27 | 2027-28 | 2028-29 | 2029-30 | 2030-31 | 2031-32 | 2032-33 | 2033-34 | 2034-35 | 2035-36 | 2036-37 | 2037-38 | 2038-39 | 2039-40 | 2040-41 | 2041-42 | 2042-43 | 2043-44 | 2044-45 | 2045-46 | 2046-47 | 2047-48 | 2048-49 | 2049-50 | 2050-51
NSW1 | Grid Battery Pump | 361.2512 | 1606.2898 | 1593.6278 | 5246.7519 | 5700.7045 | 5509.0672 | 5755.095 | 5535.5403 | 5492.3643 | 5904.0103 | 5702.4937 | 5178.8623 | 5267.8771 | 5152.8152 | 5082.1434 | 8130.1564 | 7854.6973 | 7830.0846 | 8154.3224 | 8328.235 | 7845.48 | 6740.7653 | 6699.4369 | 3361.7132 | 3987.55
NSW1 | PHES Pump | 2276.3412 | 2263.0333 | 2562.6518 | 4789.204 | 7350.0897 | 7667.31 | 7443.5529 | 7461.0497 | 7507.1368 | 8627.1774 | 8668.6239 | 7938.2797 | 6769.1237 | 6931.3891 | 6487.2542 | 5688.6019 | 6740.448 | 5730.9217 | 6045.0952 | 6169.1602 | 6661.2744 | 4982.5927 | 4552.5514 | 5567.7575 | 6566.9811
NSW1 | VPP Pump | 145.8098 | 198.2287 | 266.6241 | 331.5241 | 452.5981 | 587.5978 | 765.2423 | 945.0296 | 1143.5189 | 1425.7334 | 1710.9754 | 1959.5492 | 2388.1029 | 2781.9883 | 3160.0905 | 3717.4736 | 4206.8324 | 4699.943 | 5316.0815 | 5957.3195 | 6498.4072 | 7272.0423 | 7788.7341 | 8442.478 | 9029.5343
Region | Technology | 2026-27 | 2027-28 | 2028-29 | 2029-30 | 2030-31 | 2031-32 | 2032-33 | 2033-34 | 2034-35 | 2035-36 | 2036-37 | 2037-38 | 2038-39 | 2039-40 | 2040-41 | 2041-42 | 2042-43 | 2043-44 | 2044-45 | 2045-46 | 2046-47 | 2047-48 | 2048-49 | 2049-50 | 2050-51
QLD1 | Grid Battery Pump | 183.6073 | 206.1458 | 1363.0661 | 4886.493 | 4948.9142 | 5024.2841 | 5025.7308 | 5048.3314 | 5042.4653 | 5189.8125 | 5135.0586 | 6188.4524 | 6493.7817 | 7319.408 | 7639.3044 | 14399.0056 | 14880.4656 | 14774.4503 | 15459.8066 | 16198.2018 | 18174.3838 | 18971.9746 | 20986.0682 | 18959.9982 | 20201.7344
QLD1 | PHES Pump | 997.7067 | 993.7834 | 845.5071 | 888.8316 | 6629.488 | 6674.2037 | 6695.6895 | 6865.2806 | 7384.2211 | 7692.8767 | 7533.7012 | 6481.3248 | 6815.5004 | 6819.9149 | 7237.9402 | 6252.4246 | 6614.2753 | 6789.965 | 6607.1762 | 6706.0927 | 5722.1911 | 5795.4429 | 4682.5825 | 5374.0794 | 6656.6728
QLD1 | VPP Pump | 58.3013 | 81.3865 | 117.0676 | 169.4616 | 254.106 | 352.3369 | 468.4592 | 609.7088 | 768.2626 | 970.7515 | 1193.5079 | 1429.3416 | 1724.7316 | 2028.5271 | 2362.073 | 2750.7156 | 3153.2267 | 3560.304 | 4008.353 | 4465.8995 | 4872.5145 | 5439.4966 | 5900.59 | 6443.443 | 6784.8367
Region | Technology | 2026-27 | 2027-28 | 2028-29 | 2029-30 | 2030-31 | 2031-32 | 2032-33 | 2033-34 | 2034-35 | 2035-36 | 2036-37 | 2037-38 | 2038-39 | 2039-40 | 2040-41 | 2041-42 | 2042-43 | 2043-44 | 2044-45 | 2045-46 | 2046-47 | 2047-48 | 2048-49 | 2049-50 | 2050-51
VIC1 | Grid Battery Pump | 1604.5539 | 1711.6943 | 1572.8441 | 4102.9698 | 4498.8487 | 4352.2493 | 4549.0241 | 4457.2582 | 6045.8369 | 6388.6758 | 6159.5388 | 5733.5301 | 5624.1627 | 5525.7931 | 4995.4003 | 5084.2603 | 5167.4163 | 4931.7949 | 5221.2925 | 5462.7061 | 4417.1424 | 4289.8835 | 4357.1042 | 2391.2945 | 2459.5727
VIC1 | PHES Pump | 0 | 0 | 6.598e-06 | 1.2201e-05 | 1.3606e-05 | 1.3924e-05 | 1.4135e-05 | 1.4052e-05 | 2.3043e-05 | 2.4155e-05 | 2.5131e-05 | 2.5352e-05 | 2.5492e-05 | 2.707e-05 | 2.7304e-05 | 3.3335e-05 | 3.3307e-05 | 3.6572e-05 | 3.9775e-05 | 3.9717e-05 | 3.9143e-05 | 3.9523e-05 | 3.981e-05 | 4.2682e-05 | 5.0776e-05
VIC1 | VPP Pump | 71.2387 | 106.9481 | 130.5841 | 181.5013 | 285.3815 | 382.5796 | 536.6788 | 690.3741 | 774.7013 | 1031.6972 | 1200.9835 | 1354.8323 | 1602.091 | 1851.3951 | 1908.649 | 2291.0619 | 2626.5036 | 2942.8844 | 3404.238 | 4005.5265 | 4229.3531 | 4635.4374 | 5225.7794 | 5601.9956 | 6344.7691
Region | Technology | 2026-27 | 2027-28 | 2028-29 | 2029-30 | 2030-31 | 2031-32 | 2032-33 | 2033-34 | 2034-35 | 2035-36 | 2036-37 | 2037-38 | 2038-39 | 2039-40 | 2040-41 | 2041-42 | 2042-43 | 2043-44 | 2044-45 | 2045-46 | 2046-47 | 2047-48 | 2048-49 | 2049-50 | 2050-51
SA1 | Grid Battery Pump | 303.0083 | 310.834 | 942.5955 | 1537.2916 | 1641.8624 | 1545.4513 | 1640.7182 | 1617.8654 | 1536.5966 | 1586.3792 | 1603.9527 | 2066.2426 | 2051.0166 | 2820.2626 | 2626.6029 | 4769.1312 | 4641.6508 | 4823.2007 | 4812.8645 | 5176.9887 | 4626.8487 | 4496.5572 | 3932.8557 | 3344.2091 | 4427.7414
SA1 | PHES Pump | 0 | 0 | 2.8944e-06 | 4.4624e-06 | 5.021e-06 | 5.1415e-06 | 5.7717e-06 | 5.8176e-06 | 5.9696e-06 | 6.7173e-06 | 7.3093e-06 | 9.0601e-06 | 9.1252e-06 | 9.9238e-06 | 1.0061e-05 | 1.1672e-05 | 1.1622e-05 | 1.3315e-05 | 1.5401e-05 | 1.5625e-05 | 1.6031e-05 | 1.6073e-05 | 1.6743e-05 | 1.9426e-05 | 2.1372e-05
SA1 | VPP Pump | 104.6677 | 127.2539 | 145.8452 | 146.968 | 181.5317 | 220.4132 | 270.1906 | 321.4028 | 362.3843 | 437.7645 | 521.5037 | 593.6333 | 699.2152 | 791.9742 | 860.2437 | 1008.9345 | 1141.2092 | 1248.5848 | 1406.4231 | 1593.7386 | 1730.5564 | 1892.5572 | 2022.015 | 2121.1327 | 2259.1319
Region | Technology | 2026-27 | 2027-28 | 2028-29 | 2029-30 | 2030-31 | 2031-32 | 2032-33 | 2033-34 | 2034-35 | 2035-36 | 2036-37 | 2037-38 | 2038-39 | 2039-40 | 2040-41 | 2041-42 | 2042-43 | 2043-44 | 2044-45 | 2045-46 | 2046-47 | 2047-48 | 2048-49 | 2049-50 | 2050-51
TAS1 | Grid Battery Pump | 2.2189e-05 | 3.7219e-05 | 3.8138e-05 | 3.8292e-05 | 3.9878e-05 | 4.5082e-05 | 5.1217e-05 | 5.4917e-05 | 6.4999e-05 | 6.8866e-05 | 7.8818e-05 | 9.6892e-05 | 0.00010048 | 0.00013361 | 0.00013899 | 0.00018101 | 0.00017516 | 0.00019596 | 0.00021704 | 0.00021515 | 0.00022643 | 0.00021663 | 0.00022892 | 0.00026624 | 0.00032946
TAS1 | PHES Pump | 0 | 0 | 1.5481e-05 | 1.8812e-05 | 2.7325e-05 | 2.8553e-05 | 352.5215 | 582.2097 | 653.3048 | 1144.4686 | 1372.8125 | 1519.7018 | 1491.9125 | 1474.5732 | 1437.6124 | 1393.2445 | 1507.3066 | 1472.0176 | 1443.2421 | 1520.2248 | 1386.3348 | 1321.2647 | 1237.5017 | 1393.4806 | 1510.7305
TAS1 | VPP Pump | 2.2299 | 4.0149 | 5.2931 | 9.1413 | 16.2918 | 20.7571 | 27.4438 | 33.6219 | 41.2676 | 53.3145 | 65.9027 | 74.5048 | 91.34 | 105.9023 | 119.4592 | 140.4396 | 167.539 | 171.639 | 200.797 | 232.0055 | 250.3005 | 267.6064 | 285.3692 | 323.4496 | 370.4337

## ML2_Capacity
Installed capacity by technology (MW) - ML2, Step Change Scenario
Capacity calculated on 1 July. In early study years some wind and solar projects enter later in the financial year and are therefore reflected in the following financial year's capacity.
Non-scheduled generation including Distributed PV is not shown.
Region | Technology | 2026-27 | 2027-28 | 2028-29 | 2029-30 | 2030-31 | 2031-32 | 2032-33 | 2033-34 | 2034-35 | 2035-36 | 2036-37 | 2037-38 | 2038-39 | 2039-40 | 2040-41 | 2041-42 | 2042-43 | 2043-44 | 2044-45 | 2045-46 | 2046-47 | 2047-48 | 2048-49 | 2049-50 | 2050-51
NEM | Black Coal | 16456 | 16456 | 12661.3169 | 4692.4693 | 4692.4693 | 4692.4693 | 4692.4693 | 4007.2297 | 3716 | 3470.166 | 3470.166 | 3470.166 | 2662.1874 | 2662.1874 | 852.2366 | 852.2366 | 0 | 0 | 0 | 0 | 0 | 0 | 0 | 0 | 0
NEM | Brown Coal | 4835 | 4530.6758 | 3080.6758 | 580 | 133.8197 | 0 | 0 | 0 | 0 | 0 | 0 | 0 | 0 | 0 | 0 | 0 | 0 | 0 | 0 | 0 | 0 | 0 | 0 | 0 | 0
NEM | CCGT | 2954.9 | 2954.9 | 2774.9 | 2774.9 | 2774.9 | 2774.9 | 2774.9 | 2774.9 | 2774.9 | 2774.9 | 2389.9 | 1860.9 | 1860.9 | 1716.5 | 1716.5 | 1716.5 | 1716.5 | 1276.5 | 1276.5 | 632 | 388 | 388 | 388 | 388 | 0
NEM | Gas - Steam | 500 | 500 | 500 | 500 | 500 | 500 | 500 | 500 | 500 | 500 | 500 | 500 | 500 | 0 | 0 | 0 | 0 | 0 | 0 | 0 | 0 | 0 | 0 | 0 | 0
NEM | OCGT / Diesel | 8736.159 | 8736.159 | 8599.659 | 8599.659 | 8353.659 | 8353.659 | 8076.799 | 7483.299 | 7366.299 | 7286.299 | 7286.299 | 8502.7305 | 8502.7305 | 8077.2125 | 7957.2125 | 9105.7395 | 9011.7395 | 11299.6629 | 10910.3424 | 10910.3424 | 11235.2247 | 10651.2247 | 11807.7115 | 11288.7115 | 12713.1443
NEM | Hydro | 7365.42 | 7365.42 | 7365.42 | 7365.42 | 7705.32 | 7705.32 | 7705.32 | 7705.32 | 7705.32 | 7705.32 | 7705.32 | 7705.32 | 7705.32 | 7705.32 | 7705.32 | 7705.32 | 7705.32 | 7705.32 | 7705.32 | 7705.32 | 7705.32 | 7705.32 | 7705.32 | 7705.32 | 7705.32
NEM | Hydrogen Turbine | 0 | 0 | 0 | 0 | 0 | 0 | 0 | 0 | 0 | 0 | 0 | 0 | 0 | 0 | 0 | 0 | 0 | 0 | 0 | 0 | 0 | 0 | 0 | 0 | 0
NEM | Wind | 15373.7131 | 16583.0464 | 19083.8542 | 31994.4639 | 31995.6493 | 32024.5847 | 32816.9727 | 33471.3909 | 36450.5321 | 36880.9495 | 40645.9838 | 45128.8993 | 45758.7496 | 46780.7012 | 46225.4358 | 46039.1358 | 47352.5104 | 46114.3703 | 45965.597 | 44892.2748 | 46949.8639 | 47104.6299 | 46558.8299 | 45787.5399 | 45422.1899
NEM | Solar PV | 13704.3869 | 14346.047 | 14346.047 | 21606.4634 | 21606.4634 | 21600.3434 | 21600.3434 | 21945.9671 | 24707.7905 | 24707.7905 | 24586.7905 | 25751.0607 | 25751.0607 | 25751.0607 | 29445.387 | 34099.6412 | 39036.3674 | 46814.9585 | 46929.5036 | 47300.5841 | 55249.5157 | 55674.3209 | 56308.3292 | 54909.5527 | 54091.6377
NEM | Grid Battery | 2467.7584 | 2919.3998 | 3569.3998 | 8091.0364 | 8061.0364 | 8061.0364 | 8061.0364 | 8005.7064 | 10859.8667 | 10859.8667 | 10809.8667 | 11543.5043 | 11543.5043 | 12342.2098 | 12342.2098 | 16931.3609 | 16931.3609 | 16762.7442 | 17110.8496 | 17201.8179 | 17936.7325 | 17485.0911 | 18713.826 | 14172.1891 | 14775.7197
NEM | PHES | 1060 | 1060 | 1060 | 1060 | 5098 | 5098 | 5235.7545 | 5322.0134 | 5322.7724 | 5495.317 | 5564.9649 | 5687.2509 | 5687.2509 | 5687.2509 | 5687.2509 | 5687.2509 | 5687.2509 | 5687.2509 | 5687.2509 | 5687.2509 | 5687.2509 | 5687.2509 | 5687.2509 | 5687.2509 | 5687.2509
NEM | VPP | 560.72 | 757.83 | 999.79 | 1339.39 | 1679 | 2065.68 | 2515.66 | 3029.12 | 3572.2801 | 4202.17 | 4958.64 | 5808.51 | 6774.04 | 7821.3199 | 8943.3201 | 10148.97 | 11471.57 | 12877.2099 | 14372.24 | 15924.3999 | 17535.5301 | 19218.1903 | 20977.8501 | 22803.0401 | 23763.4101
Total |  | 74014.0573 | 76209.4779 | 74041.0626 | 88603.8019 | 92600.317 | 92875.9927 | 93979.2552 | 94244.9464 | 102975.7607 | 103882.7788 | 107917.931 | 115958.3416 | 116745.7433 | 118543.7624 | 120874.8727 | 132286.1548 | 138912.6189 | 148538.0166 | 149957.6034 | 150253.9898 | 162687.4377 | 163914.0277 | 168147.1175 | 162741.6042 | 164158.6725
Region | Technology | 2026-27 | 2027-28 | 2028-29 | 2029-30 | 2030-31 | 2031-32 | 2032-33 | 2033-34 | 2034-35 | 2035-36 | 2036-37 | 2037-38 | 2038-39 | 2039-40 | 2040-41 | 2041-42 | 2042-43 | 2043-44 | 2044-45 | 2045-46 | 2046-47 | 2047-48 | 2048-49 | 2049-50 | 2050-51
NSW1 | Black Coal | 8330 | 8330 | 5013.3894 | 2075.2396 | 2075.2396 | 2075.2396 | 2075.2396 | 1390 | 1390 | 1144.1661 | 1144.1661 | 1144.1661 | 484.166 | 484.166 | 0 | 0 | 0 | 0 | 0 | 0 | 0 | 0 | 0 | 0 | 0
NSW1 | Brown Coal | 0 | 0 | 0 | 0 | 0 | 0 | 0 | 0 | 0 | 0 | 0 | 0 | 0 | 0 | 0 | 0 | 0 | 0 | 0 | 0 | 0 | 0 | 0 | 0 | 0
NSW1 | CCGT | 440 | 440 | 440 | 440 | 440 | 440 | 440 | 440 | 440 | 440 | 440 | 440 | 440 | 440 | 440 | 440 | 440 | 0 | 0 | 0 | 0 | 0 | 0 | 0 | 0
NSW1 | Gas - Steam | 0 | 0 | 0 | 0 | 0 | 0 | 0 | 0 | 0 | 0 | 0 | 0 | 0 | 0 | 0 | 0 | 0 | 0 | 0 | 0 | 0 | 0 | 0 | 0 | 0
NSW1 | OCGT / Diesel | 2638.999 | 2638.999 | 2638.999 | 2638.999 | 2638.999 | 2638.999 | 2638.999 | 2638.999 | 2638.999 | 2638.999 | 2638.999 | 3744.6065 | 3744.6065 | 3751.9643 | 3751.9643 | 3751.9643 | 3751.9643 | 5558.8525 | 5341.5615 | 5341.5615 | 5341.5615 | 5341.5615 | 5341.5615 | 5341.5615 | 5929.1763
NSW1 | Hydro | 2525 | 2525 | 2525 | 2525 | 2525 | 2525 | 2525 | 2525 | 2525 | 2525 | 2525 | 2525 | 2525 | 2525 | 2525 | 2525 | 2525 | 2525 | 2525 | 2525 | 2525 | 2525 | 2525 | 2525 | 2525
NSW1 | Hydrogen Turbine | 0 | 0 | 0 | 0 | 0 | 0 | 0 | 0 | 0 | 0 | 0 | 0 | 0 | 0 | 0 | 0 | 0 | 0 | 0 | 0 | 0 | 0 | 0 | 0 | 0
NSW1 | Wind | 3870.4812 | 4796.4106 | 6402.2884 | 8522.0694 | 8522.0694 | 8522.0694 | 8522.0694 | 8522.0694 | 8522.0694 | 8522.0694 | 11336.5949 | 13314.7452 | 13112.2652 | 13135.2586 | 12843.1796 | 12656.8796 | 12656.8796 | 12091.8996 | 12358.381 | 12116.6846 | 12047.6736 | 12047.6736 | 11651.6736 | 11538.4836 | 11538.4836
NSW1 | Solar PV | 7070.4089 | 7712.069 | 7712.069 | 8067.486 | 8067.486 | 8067.486 | 8067.486 | 8067.486 | 8067.486 | 8067.486 | 8067.486 | 8067.486 | 8067.486 | 8067.486 | 8670.8434 | 10496.0727 | 12475.0306 | 15891.7141 | 15898.6903 | 15862.6103 | 18392.973 | 18787.8658 | 18737.8658 | 18143.6658 | 17576.9078
NSW1 | Grid Battery | 262 | 695.3408 | 695.3408 | 2262 | 2262 | 2262 | 2262 | 2262 | 2262 | 2262 | 2212 | 2212 | 2212 | 2212 | 2212 | 3474.5818 | 3474.5818 | 3474.5818 | 3474.5818 | 3474.5818 | 3474.5818 | 3041.241 | 3057.9924 | 1491.3334 | 1656.2574
NSW1 | PHES | 240 | 240 | 240 | 240 | 2280 | 2280 | 2280 | 2280 | 2280 | 2280 | 2280 | 2280 | 2280 | 2280 | 2280 | 2280 | 2280 | 2280 | 2280 | 2280 | 2280 | 2280 | 2280 | 2280 | 2280
NSW1 | VPP | 212.7 | 287.34 | 379.27 | 509.93 | 631.04 | 766.26 | 926.27 | 1103.12 | 1277.59 | 1478.99 | 1734.85 | 2020.5201 | 2347.58 | 2703.21 | 3090.03 | 3504.55 | 3958.09 | 4435.9299 | 4945.2001 | 5471.8899 | 6021.6599 | 6591.1802 | 7184.9099 | 7803.1799 | 8115.0002
Total |  | 25589.5891 | 27665.1594 | 26046.3566 | 27280.7239 | 29441.8339 | 29577.0539 | 29737.064 | 29228.6743 | 29403.1444 | 29358.7104 | 32379.0959 | 35748.5237 | 35213.1037 | 35599.0849 | 35813.0173 | 39129.0485 | 41561.5463 | 46257.9779 | 46823.4147 | 47072.3281 | 50083.4498 | 50614.5221 | 50779.0032 | 49123.2242 | 49620.8253
Region | Technology | 2026-27 | 2027-28 | 2028-29 | 2029-30 | 2030-31 | 2031-32 | 2032-33 | 2033-34 | 2034-35 | 2035-36 | 2036-37 | 2037-38 | 2038-39 | 2039-40 | 2040-41 | 2041-42 | 2042-43 | 2043-44 | 2044-45 | 2045-46 | 2046-47 | 2047-48 | 2048-49 | 2049-50 | 2050-51
QLD1 | Black Coal | 8126 | 8126 | 7647.9275 | 2617.2297 | 2617.2297 | 2617.2297 | 2617.2297 | 2617.2297 | 2326 | 2326 | 2326 | 2326 | 2178.0214 | 2178.0214 | 852.2366 | 852.2366 | 0 | 0 | 0 | 0 | 0 | 0 | 0 | 0 | 0
QLD1 | Brown Coal | 0 | 0 | 0 | 0 | 0 | 0 | 0 | 0 | 0 | 0 | 0 | 0 | 0 | 0 | 0 | 0 | 0 | 0 | 0 | 0 | 0 | 0 | 0 | 0 | 0
QLD1 | CCGT | 1597.9 | 1597.9 | 1597.9 | 1597.9 | 1597.9 | 1597.9 | 1597.9 | 1597.9 | 1597.9 | 1597.9 | 1212.9 | 1212.9 | 1212.9 | 1068.5 | 1068.5 | 1068.5 | 1068.5 | 1068.5 | 1068.5 | 424 | 180 | 180 | 180 | 180 | 0
QLD1 | Gas - Steam | 0 | 0 | 0 | 0 | 0 | 0 | 0 | 0 | 0 | 0 | 0 | 0 | 0 | 0 | 0 | 0 | 0 | 0 | 0 | 0 | 0 | 0 | 0 | 0 | 0
QLD1 | OCGT / Diesel | 2354.5 | 2354.5 | 2354.5 | 2354.5 | 2354.5 | 2354.5 | 2354.5 | 1931 | 1814 | 1814 | 1814 | 1814 | 1814 | 1814 | 1814 | 1814 | 1814 | 1814 | 1851.9705 | 1851.9705 | 2330.8528 | 2330.8528 | 3487.3396 | 2968.3396 | 2622.3396
QLD1 | Hydro | 152.4 | 152.4 | 152.4 | 152.4 | 152.4 | 152.4 | 152.4 | 152.4 | 152.4 | 152.4 | 152.4 | 152.4 | 152.4 | 152.4 | 152.4 | 152.4 | 152.4 | 152.4 | 152.4 | 152.4 | 152.4 | 152.4 | 152.4 | 152.4 | 152.4
QLD1 | Hydrogen Turbine | 0 | 0 | 0 | 0 | 0 | 0 | 0 | 0 | 0 | 0 | 0 | 0 | 0 | 0 | 0 | 0 | 0 | 0 | 0 | 0 | 0 | 0 | 0 | 0 | 0
QLD1 | Wind | 2624.408 | 2624.408 | 2624.408 | 8323.0297 | 8323.0297 | 8323.0297 | 8323.0297 | 8323.0297 | 10088.7802 | 10088.7802 | 10088.7802 | 11536.007 | 11536.007 | 11536.007 | 11600.1206 | 11600.1206 | 12829.2959 | 12649.8943 | 12651.2183 | 12651.2183 | 13654.2984 | 13654.2984 | 13504.4984 | 13504.4984 | 13504.4984
QLD1 | Solar PV | 4013.785 | 4013.785 | 4013.785 | 7555.0616 | 7555.0616 | 7555.0616 | 7555.0616 | 7900.6852 | 10075.5073 | 10075.5073 | 9954.5073 | 9904.5073 | 9904.5073 | 9904.5073 | 12914.2133 | 14447.4826 | 17405.2509 | 19586.8139 | 19831.6767 | 20288.3201 | 25307.0207 | 25196.6207 | 25938.1493 | 25639.0227 | 25480.4257
QLD1 | Grid Battery | 258 | 276.3006 | 687.2596 | 2018.5379 | 2018.5379 | 2018.5379 | 2018.5379 | 2018.5379 | 2018.5379 | 2018.5379 | 2018.5379 | 2566.4106 | 2566.4106 | 3009.7896 | 3009.7896 | 5728.8309 | 5728.8309 | 5818.2142 | 6166.3196 | 6267.2879 | 7690.5609 | 7672.2603 | 9174.085 | 7842.806 | 7867.163
QLD1 | PHES | 820 | 820 | 820 | 820 | 2818 | 2818 | 2818 | 2818 | 2818 | 2818 | 2818 | 2818 | 2818 | 2818 | 2818 | 2818 | 2818 | 2818 | 2818 | 2818 | 2818 | 2818 | 2818 | 2818 | 2818
QLD1 | VPP | 84.95 | 122.33 | 171.9 | 259.3 | 341.18 | 435.55 | 545.05 | 674.96 | 823.53 | 995.13 | 1191.7 | 1411.11 | 1663.39 | 1937.56 | 2226.8 | 2538.41 | 2879.8699 | 3246.15 | 3635.1001 | 4037.83 | 4453.3701 | 4891.0599 | 5348.5901 | 5818.1001 | 6060.6799
Total |  | 20031.943 | 20087.6237 | 20070.0801 | 25697.9589 | 27777.8389 | 27872.2089 | 27981.7089 | 28033.7426 | 31714.6554 | 31886.2554 | 31576.8255 | 33741.3348 | 33845.6362 | 34418.7853 | 36456.0601 | 41019.9806 | 44696.1476 | 47153.9724 | 48175.1852 | 48491.0268 | 56586.503 | 56895.4921 | 60603.0624 | 58923.1669 | 58505.5067
Region | Technology | 2026-27 | 2027-28 | 2028-29 | 2029-30 | 2030-31 | 2031-32 | 2032-33 | 2033-34 | 2034-35 | 2035-36 | 2036-37 | 2037-38 | 2038-39 | 2039-40 | 2040-41 | 2041-42 | 2042-43 | 2043-44 | 2044-45 | 2045-46 | 2046-47 | 2047-48 | 2048-49 | 2049-50 | 2050-51
VIC1 | Black Coal | 0 | 0 | 0 | 0 | 0 | 0 | 0 | 0 | 0 | 0 | 0 | 0 | 0 | 0 | 0 | 0 | 0 | 0 | 0 | 0 | 0 | 0 | 0 | 0 | 0
VIC1 | Brown Coal | 4835 | 4530.6758 | 3080.6758 | 580 | 133.8197 | 0 | 0 | 0 | 0 | 0 | 0 | 0 | 0 | 0 | 0 | 0 | 0 | 0 | 0 | 0 | 0 | 0 | 0 | 0 | 0
VIC1 | CCGT | 0 | 0 | 0 | 0 | 0 | 0 | 0 | 0 | 0 | 0 | 0 | 0 | 0 | 0 | 0 | 0 | 0 | 0 | 0 | 0 | 0 | 0 | 0 | 0 | 0
VIC1 | Gas - Steam | 500 | 500 | 500 | 500 | 500 | 500 | 500 | 500 | 500 | 500 | 500 | 500 | 500 | 0 | 0 | 0 | 0 | 0 | 0 | 0 | 0 | 0 | 0 | 0 | 0
VIC1 | OCGT / Diesel | 1900 | 1900 | 1900 | 1900 | 1900 | 1900 | 1900 | 1730 | 1730 | 1730 | 1730 | 1840.824 | 1840.824 | 1407.9482 | 1407.9482 | 2556.4752 | 2462.4752 | 2943.5104 | 2943.5104 | 2943.5104 | 2943.5104 | 2359.5104 | 2359.5104 | 2359.5104 | 3600.3284
VIC1 | Hydro | 2279.02 | 2279.02 | 2279.02 | 2279.02 | 2279.02 | 2279.02 | 2279.02 | 2279.02 | 2279.02 | 2279.02 | 2279.02 | 2279.02 | 2279.02 | 2279.02 | 2279.02 | 2279.02 | 2279.02 | 2279.02 | 2279.02 | 2279.02 | 2279.02 | 2279.02 | 2279.02 | 2279.02 | 2279.02
VIC1 | Hydrogen Turbine | 0 | 0 | 0 | 0 | 0 | 0 | 0 | 0 | 0 | 0 | 0 | 0 | 0 | 0 | 0 | 0 | 0 | 0 | 0 | 0 | 0 | 0 | 0 | 0 | 0
VIC1 | Wind | 5269.36 | 5269.36 | 5769.36 | 9171.1175 | 9118.6175 | 9118.6175 | 9785.6174 | 10451.6174 | 11545.3226 | 11926.6172 | 12926.6171 | 13859.4171 | 14439.4171 | 15439.4174 | 15151.1174 | 15151.1174 | 15100.5674 | 14820.6689 | 14428.7189 | 13809.4931 | 14112.8746 | 14267.2683 | 14267.2683 | 13609.1683 | 13551.5683
VIC1 | Solar PV | 1563.573 | 1563.573 | 1563.573 | 3968.1037 | 3968.1037 | 3968.1037 | 3968.1037 | 3968.1037 | 4555.1051 | 4555.1051 | 4555.1051 | 4555.1051 | 4555.1051 | 4555.1051 | 4555.1051 | 4555.1051 | 4555.1051 | 4869.1281 | 4758.6481 | 4727.5451 | 5127.4134 | 5346.9258 | 5289.4055 | 4891.9555 | 4799.3955
VIC1 | Grid Battery | 1381.2657 | 1381.2657 | 1381.2657 | 2733.2698 | 2733.2698 | 2733.2698 | 2733.2698 | 2677.9398 | 5557.1002 | 5557.1002 | 5557.1002 | 5557.1002 | 5557.1002 | 5557.1002 | 5557.1002 | 5257.1002 | 5257.1002 | 5257.1002 | 5257.1002 | 5257.1002 | 4603.1644 | 4603.1644 | 4603.1644 | 3231.1603 | 3231.1603
VIC1 | PHES | 0 | 0 | 0 | 0 | 0 | 0 | 0 | 0 | 0 | 0 | 0 | 0 | 0 | 0 | 0 | 0 | 0 | 0 | 0 | 0 | 0 | 0 | 0 | 0 | 0
VIC1 | VPP | 114.06 | 160.28 | 216.5 | 316.69 | 408.63 | 514.71 | 637.19 | 779.41 | 931.3 | 1109.92 | 1323.13 | 1566.32 | 1838.15 | 2136.81 | 2453.29 | 2794.92 | 3172.3 | 3574.4799 | 4004.3799 | 4454.77 | 4925.0601 | 5419.1702 | 5938.1101 | 6482.0601 | 6787.1199
Total |  | 17842.2787 | 17584.1745 | 16690.3945 | 21448.201 | 21041.4607 | 21013.721 | 21803.2009 | 22386.0909 | 27097.8478 | 27657.7624 | 28870.9724 | 30157.7863 | 31009.6164 | 31375.4009 | 31403.5809 | 32593.7378 | 32826.5679 | 33743.9074 | 33671.3774 | 33471.4388 | 33991.0428 | 34275.059 | 34736.4787 | 32852.8746 | 34248.5924
Region | Technology | 2026-27 | 2027-28 | 2028-29 | 2029-30 | 2030-31 | 2031-32 | 2032-33 | 2033-34 | 2034-35 | 2035-36 | 2036-37 | 2037-38 | 2038-39 | 2039-40 | 2040-41 | 2041-42 | 2042-43 | 2043-44 | 2044-45 | 2045-46 | 2046-47 | 2047-48 | 2048-49 | 2049-50 | 2050-51
SA1 | Black Coal | 0 | 0 | 0 | 0 | 0 | 0 | 0 | 0 | 0 | 0 | 0 | 0 | 0 | 0 | 0 | 0 | 0 | 0 | 0 | 0 | 0 | 0 | 0 | 0 | 0
SA1 | Brown Coal | 0 | 0 | 0 | 0 | 0 | 0 | 0 | 0 | 0 | 0 | 0 | 0 | 0 | 0 | 0 | 0 | 0 | 0 | 0 | 0 | 0 | 0 | 0 | 0 | 0
SA1 | CCGT | 709 | 709 | 529 | 529 | 529 | 529 | 529 | 529 | 529 | 529 | 529 | 0 | 0 | 0 | 0 | 0 | 0 | 0 | 0 | 0 | 0 | 0 | 0 | 0 | 0
SA1 | Gas - Steam | 0 | 0 | 0 | 0 | 0 | 0 | 0 | 0 | 0 | 0 | 0 | 0 | 0 | 0 | 0 | 0 | 0 | 0 | 0 | 0 | 0 | 0 | 0 | 0 | 0
SA1 | OCGT / Diesel | 1664.66 | 1664.66 | 1528.16 | 1528.16 | 1282.16 | 1282.16 | 1005.3 | 1005.3 | 1005.3 | 925.3 | 925.3 | 925.3 | 925.3 | 925.3 | 925.3 | 925.3 | 925.3 | 925.3 | 715.3 | 715.3 | 561.3 | 561.3 | 561.3 | 561.3 | 561.3
SA1 | Hydro | 0 | 0 | 0 | 0 | 0 | 0 | 0 | 0 | 0 | 0 | 0 | 0 | 0 | 0 | 0 | 0 | 0 | 0 | 0 | 0 | 0 | 0 | 0 | 0 | 0
SA1 | Hydrogen Turbine | 0 | 0 | 0 | 0 | 0 | 0 | 0 | 0 | 0 | 0 | 0 | 0 | 0 | 0 | 0 | 0 | 0 | 0 | 0 | 0 | 0 | 0 | 0 | 0 | 0
SA1 | Wind | 2762.71 | 2762.71 | 2874.2362 | 4268.2496 | 4202.2496 | 4111.4996 | 4111.4996 | 3979.7996 | 3979.7996 | 3903.5344 | 3734.3578 | 3734.3578 | 3861.3 | 3734.8698 | 3695.8698 | 3695.8698 | 3830.619 | 3616.759 | 3736.1304 | 3523.7304 | 4343.8689 | 4344.2412 | 4344.2412 | 4344.2412 | 4344.2412
SA1 | Solar PV | 1056.62 | 1056.62 | 1056.62 | 2015.8122 | 2015.8122 | 2009.6922 | 2009.6922 | 2009.6922 | 2009.6922 | 2009.6922 | 2009.6922 | 3223.9624 | 3223.9624 | 3223.9624 | 3305.2253 | 4600.9808 | 4600.9808 | 6467.3025 | 6440.4886 | 6422.1086 | 6422.1086 | 6342.9086 | 6342.9086 | 6234.9086 | 6234.9086
SA1 | Grid Battery | 566.4927 | 566.4927 | 805.5337 | 1077.2286 | 1047.2286 | 1047.2286 | 1047.2286 | 1047.2286 | 1022.2286 | 1022.2286 | 1022.2286 | 1207.9935 | 1207.9935 | 1563.32 | 1563.32 | 2470.848 | 2470.848 | 2212.848 | 2212.848 | 2202.848 | 2168.4254 | 2168.4254 | 1878.5842 | 1606.8894 | 2021.139
SA1 | PHES | 0 | 0 | 0 | 0 | 0 | 0 | 0 | 0 | 0 | 0 | 0 | 0 | 0 | 0 | 0 | 0 | 0 | 0 | 0 | 0 | 0 | 0 | 0 | 0 | 0
SA1 | VPP | 143.04 | 178.88 | 219.43 | 233.21 | 272.42 | 317.36 | 368.02 | 424.38 | 483.53 | 550.83 | 627.77 | 714.05 | 810.29 | 910.19 | 1018.7 | 1133.87 | 1258.92 | 1391.3 | 1529.18 | 1671.14 | 1814.94 | 1962.86 | 2117.26 | 2274.03 | 2355.52
Total |  | 6902.5226 | 6938.3627 | 7012.9798 | 9651.6604 | 9348.8704 | 9296.9404 | 9070.7404 | 8995.4004 | 9029.5504 | 8940.5852 | 8848.3486 | 9805.6636 | 10028.8459 | 10357.6422 | 10508.4151 | 12826.8686 | 13086.6679 | 14613.5096 | 14633.9469 | 14535.127 | 15310.6428 | 15379.7352 | 15244.294 | 15021.3692 | 15517.1088
Region | Technology | 2026-27 | 2027-28 | 2028-29 | 2029-30 | 2030-31 | 2031-32 | 2032-33 | 2033-34 | 2034-35 | 2035-36 | 2036-37 | 2037-38 | 2038-39 | 2039-40 | 2040-41 | 2041-42 | 2042-43 | 2043-44 | 2044-45 | 2045-46 | 2046-47 | 2047-48 | 2048-49 | 2049-50 | 2050-51
TAS1 | Black Coal | 0 | 0 | 0 | 0 | 0 | 0 | 0 | 0 | 0 | 0 | 0 | 0 | 0 | 0 | 0 | 0 | 0 | 0 | 0 | 0 | 0 | 0 | 0 | 0 | 0
TAS1 | Brown Coal | 0 | 0 | 0 | 0 | 0 | 0 | 0 | 0 | 0 | 0 | 0 | 0 | 0 | 0 | 0 | 0 | 0 | 0 | 0 | 0 | 0 | 0 | 0 | 0 | 0
TAS1 | CCGT | 208 | 208 | 208 | 208 | 208 | 208 | 208 | 208 | 208 | 208 | 208 | 208 | 208 | 208 | 208 | 208 | 208 | 208 | 208 | 208 | 208 | 208 | 208 | 208 | 0
TAS1 | Gas - Steam | 0 | 0 | 0 | 0 | 0 | 0 | 0 | 0 | 0 | 0 | 0 | 0 | 0 | 0 | 0 | 0 | 0 | 0 | 0 | 0 | 0 | 0 | 0 | 0 | 0
TAS1 | OCGT / Diesel | 178 | 178 | 178 | 178 | 178 | 178 | 178 | 178 | 178 | 178 | 178 | 178 | 178 | 178 | 58 | 58 | 58 | 58 | 58 | 58 | 58 | 58 | 58 | 58 | 0
TAS1 | Hydro | 2409 | 2409 | 2409 | 2409 | 2748.9 | 2748.9 | 2748.9 | 2748.9 | 2748.9 | 2748.9 | 2748.9 | 2748.9 | 2748.9 | 2748.9 | 2748.9 | 2748.9 | 2748.9 | 2748.9 | 2748.9 | 2748.9 | 2748.9 | 2748.9 | 2748.9 | 2748.9 | 2748.9
TAS1 | Hydrogen Turbine | 0 | 0 | 0 | 0 | 0 | 0 | 0 | 0 | 0 | 0 | 0 | 0 | 0 | 0 | 0 | 0 | 0 | 0 | 0 | 0 | 0 | 0 | 0 | 0 | 0
TAS1 | Wind | 846.7539 | 1130.1577 | 1413.5616 | 1709.9977 | 1829.6831 | 1949.3685 | 2074.7566 | 2194.8748 | 2314.5602 | 2439.9483 | 2559.6337 | 2684.3722 | 2809.7603 | 2935.1484 | 2935.1484 | 2935.1484 | 2935.1484 | 2935.1484 | 2791.1484 | 2791.1484 | 2791.1484 | 2791.1484 | 2791.1484 | 2791.1484 | 2483.3984
TAS1 | Solar PV | 0 | 0 | 0 | 0 | 0 | 0 | 0 | 0 | 0 | 0 | 0 | 0 | 0 | 0 | 0 | 0 | 0 | 0 | 0 | 0 | 0 | 0 | 0 | 0 | 0
TAS1 | Grid Battery | 0 | 0 | 0 | 0 | 0 | 0 | 0 | 0 | 0 | 0 | 0 | 0 | 0 | 0 | 0 | 0 | 0 | 0 | 0 | 0 | 0 | 0 | 0 | 0 | 0
TAS1 | PHES | 0 | 0 | 0 | 0 | 0 | 0 | 137.7545 | 224.0134 | 224.7724 | 397.317 | 466.9649 | 589.2509 | 589.2509 | 589.2509 | 589.2509 | 589.2509 | 589.2509 | 589.2509 | 589.2509 | 589.2509 | 589.2509 | 589.2509 | 589.2509 | 589.2509 | 589.2509
TAS1 | VPP | 5.97 | 9 | 12.69 | 20.26 | 25.73 | 31.8 | 39.13 | 47.25 | 56.33 | 67.3 | 81.19 | 96.51 | 114.63 | 133.55 | 154.5 | 177.22 | 202.39 | 229.35 | 258.38 | 288.77 | 320.5 | 353.92 | 388.98 | 425.67 | 445.09
Total |  | 3647.7239 | 3934.1577 | 4221.2516 | 4525.2577 | 4990.3131 | 5116.0685 | 5386.5411 | 5601.0382 | 5730.5626 | 6039.4654 | 6242.6886 | 6505.0331 | 6648.5412 | 6792.8493 | 6693.7993 | 6716.5193 | 6741.6893 | 6768.6493 | 6653.6793 | 6684.0693 | 6715.7993 | 6749.2193 | 6784.2793 | 6820.9693 | 6266.6393
Explicitly modelled pumping
Region | Technology | 2026-27 | 2027-28 | 2028-29 | 2029-30 | 2030-31 | 2031-32 | 2032-33 | 2033-34 | 2034-35 | 2035-36 | 2036-37 | 2037-38 | 2038-39 | 2039-40 | 2040-41 | 2041-42 | 2042-43 | 2043-44 | 2044-45 | 2045-46 | 2046-47 | 2047-48 | 2048-49 | 2049-50 | 2050-51
NEM | Grid Battery Pump | 2467.7584 | 2919.3998 | 3569.3998 | 8091.0364 | 8061.0364 | 8061.0364 | 8061.0364 | 8005.7064 | 10859.8667 | 10859.8667 | 10809.8667 | 11543.5043 | 11543.5043 | 12342.2098 | 12342.2098 | 16931.3609 | 16931.3609 | 16762.7442 | 17110.8496 | 17201.8179 | 17936.7325 | 17485.0911 | 18713.826 | 14172.1891 | 14775.7197
NEM | PHES Pump | 1560 | 1560 | 1560 | 1560 | 5598 | 5598 | 5735.7545 | 5822.0134 | 5822.7724 | 5995.317 | 6064.9649 | 6187.2509 | 6187.2509 | 6187.2509 | 6187.2509 | 6187.2509 | 6187.2509 | 6187.2509 | 6187.2509 | 6187.2509 | 6187.2509 | 6187.2509 | 6187.2509 | 6187.2509 | 6187.2509
NEM | VPP Pump | 560.72 | 757.83 | 999.79 | 1339.39 | 1679 | 2065.68 | 2515.66 | 3029.12 | 3572.2801 | 4202.17 | 4958.64 | 5808.51 | 6774.04 | 7821.3199 | 8943.3201 | 10148.97 | 11471.57 | 12877.2099 | 14372.24 | 15924.3999 | 17535.5301 | 19218.1903 | 20977.8501 | 22803.0401 | 23763.4101
Region | Technology | 2026-27 | 2027-28 | 2028-29 | 2029-30 | 2030-31 | 2031-32 | 2032-33 | 2033-34 | 2034-35 | 2035-36 | 2036-37 | 2037-38 | 2038-39 | 2039-40 | 2040-41 | 2041-42 | 2042-43 | 2043-44 | 2044-45 | 2045-46 | 2046-47 | 2047-48 | 2048-49 | 2049-50 | 2050-51
NSW1 | Grid Battery Pump | 262 | 695.3408 | 695.3408 | 2262 | 2262 | 2262 | 2262 | 2262 | 2262 | 2262 | 2212 | 2212 | 2212 | 2212 | 2212 | 3474.5818 | 3474.5818 | 3474.5818 | 3474.5818 | 3474.5818 | 3474.5818 | 3041.241 | 3057.9924 | 1491.3334 | 1656.2574
NSW1 | PHES Pump | 840 | 840 | 840 | 840 | 2880 | 2880 | 2880 | 2880 | 2880 | 2880 | 2880 | 2880 | 2880 | 2880 | 2880 | 2880 | 2880 | 2880 | 2880 | 2880 | 2880 | 2880 | 2880 | 2880 | 2880
NSW1 | VPP Pump | 212.7 | 287.34 | 379.27 | 509.93 | 631.04 | 766.26 | 926.27 | 1103.12 | 1277.59 | 1478.99 | 1734.85 | 2020.5201 | 2347.58 | 2703.21 | 3090.03 | 3504.55 | 3958.09 | 4435.9299 | 4945.2001 | 5471.8899 | 6021.6599 | 6591.1802 | 7184.9099 | 7803.1799 | 8115.0002
Region | Technology | 2026-27 | 2027-28 | 2028-29 | 2029-30 | 2030-31 | 2031-32 | 2032-33 | 2033-34 | 2034-35 | 2035-36 | 2036-37 | 2037-38 | 2038-39 | 2039-40 | 2040-41 | 2041-42 | 2042-43 | 2043-44 | 2044-45 | 2045-46 | 2046-47 | 2047-48 | 2048-49 | 2049-50 | 2050-51
QLD1 | Grid Battery Pump | 258 | 276.3006 | 687.2596 | 2018.5379 | 2018.5379 | 2018.5379 | 2018.5379 | 2018.5379 | 2018.5379 | 2018.5379 | 2018.5379 | 2566.4106 | 2566.4106 | 3009.7896 | 3009.7896 | 5728.8309 | 5728.8309 | 5818.2142 | 6166.3196 | 6267.2879 | 7690.5609 | 7672.2603 | 9174.085 | 7842.806 | 7867.163
QLD1 | PHES Pump | 720 | 720 | 720 | 720 | 2718 | 2718 | 2718 | 2718 | 2718 | 2718 | 2718 | 2718 | 2718 | 2718 | 2718 | 2718 | 2718 | 2718 | 2718 | 2718 | 2718 | 2718 | 2718 | 2718 | 2718
QLD1 | VPP Pump | 84.95 | 122.33 | 171.9 | 259.3 | 341.18 | 435.55 | 545.05 | 674.96 | 823.53 | 995.13 | 1191.7 | 1411.11 | 1663.39 | 1937.56 | 2226.8 | 2538.41 | 2879.8699 | 3246.15 | 3635.1001 | 4037.83 | 4453.3701 | 4891.0599 | 5348.5901 | 5818.1001 | 6060.6799
Region | Technology | 2026-27 | 2027-28 | 2028-29 | 2029-30 | 2030-31 | 2031-32 | 2032-33 | 2033-34 | 2034-35 | 2035-36 | 2036-37 | 2037-38 | 2038-39 | 2039-40 | 2040-41 | 2041-42 | 2042-43 | 2043-44 | 2044-45 | 2045-46 | 2046-47 | 2047-48 | 2048-49 | 2049-50 | 2050-51
VIC1 | Grid Battery Pump | 1381.2657 | 1381.2657 | 1381.2657 | 2733.2698 | 2733.2698 | 2733.2698 | 2733.2698 | 2677.9398 | 5557.1002 | 5557.1002 | 5557.1002 | 5557.1002 | 5557.1002 | 5557.1002 | 5557.1002 | 5257.1002 | 5257.1002 | 5257.1002 | 5257.1002 | 5257.1002 | 4603.1644 | 4603.1644 | 4603.1644 | 3231.1603 | 3231.1603
VIC1 | PHES Pump | 0 | 0 | 0 | 0 | 0 | 0 | 0 | 0 | 0 | 0 | 0 | 0 | 0 | 0 | 0 | 0 | 0 | 0 | 0 | 0 | 0 | 0 | 0 | 0 | 0
VIC1 | VPP Pump | 114.06 | 160.28 | 216.5 | 316.69 | 408.63 | 514.71 | 637.19 | 779.41 | 931.3 | 1109.92 | 1323.13 | 1566.32 | 1838.15 | 2136.81 | 2453.29 | 2794.92 | 3172.3 | 3574.4799 | 4004.3799 | 4454.77 | 4925.0601 | 5419.1702 | 5938.1101 | 6482.0601 | 6787.1199
Region | Technology | 2026-27 | 2027-28 | 2028-29 | 2029-30 | 2030-31 | 2031-32 | 2032-33 | 2033-34 | 2034-35 | 2035-36 | 2036-37 | 2037-38 | 2038-39 | 2039-40 | 2040-41 | 2041-42 | 2042-43 | 2043-44 | 2044-45 | 2045-46 | 2046-47 | 2047-48 | 2048-49 | 2049-50 | 2050-51
SA1 | Grid Battery Pump | 566.4927 | 566.4927 | 805.5337 | 1077.2286 | 1047.2286 | 1047.2286 | 1047.2286 | 1047.2286 | 1022.2286 | 1022.2286 | 1022.2286 | 1207.9935 | 1207.9935 | 1563.32 | 1563.32 | 2470.848 | 2470.848 | 2212.848 | 2212.848 | 2202.848 | 2168.4254 | 2168.4254 | 1878.5842 | 1606.8894 | 2021.139
SA1 | PHES Pump | 0 | 0 | 0 | 0 | 0 | 0 | 0 | 0 | 0 | 0 | 0 | 0 | 0 | 0 | 0 | 0 | 0 | 0 | 0 | 0 | 0 | 0 | 0 | 0 | 0
SA1 | VPP Pump | 143.04 | 178.88 | 219.43 | 233.21 | 272.42 | 317.36 | 368.02 | 424.38 | 483.53 | 550.83 | 627.77 | 714.05 | 810.29 | 910.19 | 1018.7 | 1133.87 | 1258.92 | 1391.3 | 1529.18 | 1671.14 | 1814.94 | 1962.86 | 2117.26 | 2274.03 | 2355.52
Region | Technology | 2026-27 | 2027-28 | 2028-29 | 2029-30 | 2030-31 | 2031-32 | 2032-33 | 2033-34 | 2034-35 | 2035-36 | 2036-37 | 2037-38 | 2038-39 | 2039-40 | 2040-41 | 2041-42 | 2042-43 | 2043-44 | 2044-45 | 2045-46 | 2046-47 | 2047-48 | 2048-49 | 2049-50 | 2050-51
TAS1 | Grid Battery Pump | 0 | 0 | 0 | 0 | 0 | 0 | 0 | 0 | 0 | 0 | 0 | 0 | 0 | 0 | 0 | 0 | 0 | 0 | 0 | 0 | 0 | 0 | 0 | 0 | 0
TAS1 | PHES Pump | 0 | 0 | 0 | 0 | 0 | 0 | 137.7545 | 224.0134 | 224.7724 | 397.317 | 466.9649 | 589.2509 | 589.2509 | 589.2509 | 589.2509 | 589.2509 | 589.2509 | 589.2509 | 589.2509 | 589.2509 | 589.2509 | 589.2509 | 589.2509 | 589.2509 | 589.2509
TAS1 | VPP Pump | 5.97 | 9 | 12.69 | 20.26 | 25.73 | 31.8 | 39.13 | 47.25 | 56.33 | 67.3 | 81.19 | 96.51 | 114.63 | 133.55 | 154.5 | 177.22 | 202.39 | 229.35 | 258.38 | 288.77 | 320.5 | 353.92 | 388.98 | 425.67 | 445.09

## ML2_REZ Generation
Annual sent-out generation by REZ (GWh) - ML2, Step Change Scenario
The REZ generation includes generation from the existing, committed and anticipated renewables mapped to the relevant REZs. Does not include generation from renewables not in a REZ.
Non-scheduled generation including Distributed PV is not shown.
Region | REZ | REZ Name | Technology | 2026-27 | 2027-28 | 2028-29 | 2029-30 | 2030-31 | 2031-32 | 2032-33 | 2033-34 | 2034-35 | 2035-36 | 2036-37 | 2037-38 | 2038-39 | 2039-40 | 2040-41 | 2041-42 | 2042-43 | 2043-44 | 2044-45 | 2045-46 | 2046-47 | 2047-48 | 2048-49 | 2049-50 | 2050-51
QLD | Q1 | Far North QLD | Solar | 5.8509e-07 | 6.4993e-07 | 8.9064e-07 | 1.0576e-06 | 1.0902e-06 | 1.0728e-06 | 1.2067e-06 | 1.2064e-06 | 1.0746e-06 | 1.107e-06 | 1.058e-06 | 9.1044e-07 | 1.0031e-06 | 1.0329e-06 | 9.6987e-07 | 1.0522e-06 | 1.0349e-06 | 9.8979e-07 | 9.8257e-07 | 9.6546e-07 | 8.2637e-07 | 9.0292e-07 | 9.4908e-07 | 9.0616e-07 | 9.6802e-07
QLD | Q2 | North Qld Clean Energy Hub | Solar | 160.0127 | 159.4175 | 169.5648 | 169.6156 | 188.1094 | 206.9738 | 208.4457 | 198.9051 | 187.0595 | 189.3696 | 191.0885 | 72.9571 | 74.6591 | 74.5404 | 70.0176 | 74.837 | 66.0672 | 62.3963 | 61.3147 | 63.653 | 31.6015 | 33.0598 | 9.0487e-07 | 9.1687e-07 | 9.3253e-07
QLD | Q3 | Northern Qld | Solar | 849.5078 | 835.2517 | 856.9082 | 951.0638 | 1108.3835 | 1141.9812 | 1182.7634 | 1833.1466 | 1704.9712 | 1707.8458 | 1690.2286 | 1503.2251 | 1650.2471 | 1692.0781 | 1541.1795 | 1750.7157 | 2803.1999 | 2797.5886 | 2681.7305 | 2757.9976 | 3794.8503 | 3787.1547 | 3978.9202 | 3712.8756 | 3967.7537
QLD | Q4 | Isaac | Solar | 1129.6616 | 1106.8384 | 1152.9808 | 1307.5294 | 1494.9623 | 1580.8708 | 1598.3575 | 1521.1924 | 1376.4045 | 1442.6533 | 1420.7966 | 1314.3474 | 1423.4434 | 1413.2072 | 1338.3619 | 1464.0075 | 1304.436 | 1205.4994 | 1146.8643 | 1161.8203 | 1024.7397 | 1065.7515 | 665.9075 | 434.8839 | 421.2008
QLD | Q5 | Barcaldine | Solar | 27.3975 | 27.6393 | 28.2897 | 26.7957 | 29.932 | 34.0004 | 33.4915 | 31.7261 | 28.9263 | 30.4842 | 31.4677 | 29.5424 | 29.7194 | 30.0739 | 28.9036 | 30.6078 | 26.92 | 0.00011742 | 100.8372 | 106.6631 | 90.6508 | 90.7393 | 110.3389 | 111.4308 | 112.8052
QLD | Q6 | Fitzroy | Solar | 659.6357 | 654.653 | 619.0236 | 708.4995 | 801.5517 | 890.4025 | 875.7985 | 931.0964 | 5425.2486 | 5407.7763 | 5448.0278 | 4585.1187 | 5120.7698 | 5078.4847 | 5077.1691 | 5444.1036 | 6131.3628 | 6599.9486 | 6974.2168 | 7252.3647 | 10000.2293 | 10722.9725 | 10219.13 | 10642.2402 | 11241.8987
QLD | Q7 | Wide Bay | Solar | 872.3 | 884.0735 | 866.4042 | 1028.1034 | 1228.6766 | 1289.6472 | 1250.4044 | 1241.1349 | 1162.8099 | 1145.9145 | 1157.9369 | 1033.6794 | 1104.2536 | 1103.6224 | 1080.3277 | 1304.223 | 1219.3018 | 1225.2666 | 1193.6343 | 1239.5318 | 1936.9223 | 1998.2373 | 1993.5051 | 1966.5826 | 2018.4118
QLD | Q8 | Darling Downs | Solar | 2366.6163 | 2424.7053 | 2443.1446 | 4505.2045 | 5268.9618 | 5495.8393 | 5249.8483 | 5185.0496 | 4913.1979 | 5045.3089 | 4815.3471 | 4148.0755 | 4464.1374 | 4548.9189 | 4516.1655 | 6412.1103 | 9862.7321 | 12435.3416 | 12379.3157 | 13639.4977 | 11643.3108 | 11970.2659 | 11778.129 | 11967.7243 | 12292.2613
QLD | Q9 | Banana | Solar | 5.8817e-07 | 6.9727e-07 | 7.6072e-07 | 5063.6675 | 5847.8306 | 6227.364 | 6008.889 | 5984.087 | 5569.6006 | 5650.2935 | 5684.4 | 4801.6113 | 5338.084 | 5310.8027 | 11828.501 | 13521.599 | 13009.037 | 12541.443 | 12557.69 | 12890.21 | 11156.04 | 11905.824 | 12998.139 | 13773.247 | 14402.321
NSW | N1 | North West NSW | Solar | 433.6626 | 436.6819 | 380.6719 | 455.1379 | 500.485 | 504.4844 | 491.2458 | 484.4269 | 476.9674 | 506.3466 | 480.8358 | 418.9417 | 431.3099 | 447.4783 | 443.8157 | 448.6088 | 422.0043 | 415.9998 | 427.8406 | 444.76 | 394.6039 | 386.3 | 389.7459 | 384.8382 | 391.8563
NSW | N2 | New England | Solar | 1503.1977 | 1516.697 | 1281.8001 | 1509.4635 | 1670.8729 | 1747.5594 | 1733.9316 | 1795.3229 | 1705.5811 | 1846.3877 | 1769.1013 | 1404.4676 | 1477.986 | 1554.8367 | 2746.9329 | 2667.749 | 6808.3843 | 6019.254 | 6496.3821 | 6568.0849 | 5330.3415 | 5249.112 | 5349.7785 | 5295.3899 | 5437.979
NSW | N3 | Central-West Orana | Solar | 3027.1832 | 2910.8929 | 3108.0235 | 4391.6291 | 4933.26 | 4913.7838 | 4843.6716 | 4769.6536 | 4659.2283 | 5040.3442 | 4779.9915 | 4005.5839 | 4116.3552 | 4355.5119 | 4189.0561 | 7999.4515 | 7373.1695 | 12694.9404 | 13450.49 | 13540.8259 | 11545.0692 | 11612.8594 | 11852.4156 | 10798.6972 | 11722.725
NSW | N4 | Broken Hill | Solar | 380.4208 | 393.4654 | 346.8995 | 415.9243 | 439.4849 | 435.4144 | 439.1513 | 411.118 | 430.1652 | 444.6057 | 434.0334 | 381.3703 | 395.9857 | 396.8402 | 380.8343 | 392.8785 | 349.9056 | 596.1216 | 595.358 | 640.2099 | 573.904 | 559.4232 | 537.1802 | 514.0331 | 548.1574
NSW | N5 | South West NSW | Solar | 3276.928 | 4961.7775 | 4525.7176 | 5398.4235 | 5713.0639 | 5522.6192 | 5725.2265 | 5499.9585 | 5347.5257 | 5641.0189 | 5451.7638 | 4908.8691 | 5095.222 | 5051.1776 | 4764.0216 | 5059.9732 | 4619.2695 | 4084.8835 | 4234.0044 | 4431.3237 | 8037.2069 | 7823.4919 | 7473.0093 | 6432.0603 | 6848.6842
NSW | N6 | Wagga Wagga | Solar | 3345.5436 | 3303.5375 | 2865.484 | 3496.8862 | 3770.8387 | 3579.8158 | 3724.2862 | 3640.2503 | 3544.6201 | 3737.168 | 3604.0594 | 3102.5936 | 3266.1245 | 3300.1212 | 3058.8021 | 3266.7549 | 3028.7323 | 2794.1904 | 2900.079 | 3034.1045 | 2665.1816 | 2652.6399 | 2592.2701 | 2347.7861 | 2440.7247
NSW | N7 | Tumut | Solar | 0 | 0 | 0 | 0 | 0 | 0 | 0 | 0 | 0 | 0 | 0 | 0 | 0 | 0 | 0 | 0 | 0 | 0 | 0 | 0 | 0 | 0 | 0 | 0 | 0
NSW | N8 | Cooma-Monaro | Solar | 0 | 0 | 0 | 0 | 0 | 0 | 0 | 0 | 0 | 0 | 0 | 0 | 0 | 0 | 0 | 0 | 0 | 0 | 0 | 0 | 0 | 0 | 0 | 0 | 0
NSW | N9 | Hunter-Central Coast | Solar | 0 | 0 | 0 | 0 | 0 | 0 | 0 | 0 | 0 | 0 | 0 | 0 | 0 | 0 | 0 | 0 | 0 | 0 | 0 | 0 | 0 | 0 | 0 | 0 | 0
VIC | V1 | Ovens Murray | Solar | 6.548e-07 | 7.2617e-07 | 1.1147e-06 | 9.3843e-06 | 9.7864e-06 | 8.8267e-06 | 9.782e-06 | 9.5617e-06 | 1.1485e-05 | 1.2113e-05 | 1.1811e-05 | 1.0284e-05 | 1.0552e-05 | 1.1034e-05 | 9.8341e-06 | 1.4508e-05 | 1.4228e-05 | 7.8518e-05 | 8.0105e-05 | 8.121e-05 | 7.3165e-05 | 7.578e-05 | 7.9479e-05 | 7.0748e-05 | 7.9132e-05
VIC | V2 | Murray River | Solar | 1310.69 | 1305.3621 | 1308.4223 | 5144.8888 | 5948.5809 | 5713.0718 | 5837.3376 | 5746.3475 | 6858.6544 | 7109.4875 | 7144.3687 | 6143.1981 | 6304.8161 | 6020.1418 | 5872.3987 | 5933.9772 | 5844.7555 | 6180.2368 | 6541.4068 | 6749.322 | 6094.0028 | 6241.2716 | 6018.0881 | 5402.5675 | 5442.515
VIC | V3 | Western Victoria | Solar | 6.1827e-07 | 7.0771e-07 | 8.3807e-07 | 5.002e-06 | 4.988e-06 | 4.6867e-06 | 5.0608e-06 | 5.0561e-06 | 6.7617e-06 | 7.1441e-06 | 7.1284e-06 | 5.705e-06 | 6.1332e-06 | 6.2005e-06 | 5.8105e-06 | 6.5463e-06 | 7.2773e-06 | 1.4399e-05 | 1.8901e-05 | 1.954e-05 | 1.6277e-05 | 1.7569e-05 | 1.8752e-05 | 1.7488e-05 | 1.8682e-05
VIC | V4 | South West Victoria | Solar | 0 | 0 | 0 | 0 | 0 | 0 | 0 | 0 | 0 | 0 | 0 | 0 | 0 | 0 | 0 | 0 | 0 | 0 | 0 | 0 | 0 | 0 | 0 | 0 | 0
VIC | V5 | Gippsland | Solar | 115.209 | 106.191 | 96.2759 | 113.3214 | 117.5587 | 112.8585 | 109.7961 | 113.69 | 126.9878 | 130.9121 | 126.2685 | 103.548 | 105.6477 | 103.3772 | 100.4603 | 96.4262 | 99.7255 | 105.2094 | 111.6776 | 111.0246 | 90.3017 | 88.9425 | 87.6838 | 82.9103 | 80.3929
VIC | V6 | Central North VIC | Solar | 1046.9728 | 980.5801 | 981.332 | 1377.7954 | 1354.7547 | 1311.9448 | 1340.675 | 1328.6922 | 1351.2911 | 1433.3921 | 1415.6164 | 1247.8872 | 1288.7391 | 1204.8971 | 1185.8443 | 1193.64 | 1186.3572 | 1122.2228 | 1044.0391 | 1070.886 | 973.2052 | 981.9676 | 926.8957 | 881.2453 | 899.0505
SA | S1 | South East SA | Solar | 709.5437 | 842.1497 | 762.3254 | 754.923 | 729.9928 | 722.0904 | 703.7867 | 712.7254 | 749.5909 | 760.3659 | 781.4303 | 628.0706 | 658.0015 | 674.0716 | 654.0545 | 631.8393 | 636.3542 | 587.5571 | 587.0108 | 595.1722 | 511.9705 | 526.857 | 491.4866 | 348.7954 | 361.6883
SA | S2 | Riverland | Solar | 84.9069 | 102.9215 | 88.041 | 87.6207 | 89.6943 | 78.7893 | 78.0897 | 78.5664 | 81.977 | 80.7385 | 86.384 | 66.436 | 69.5372 | 73.8999 | 71.6849 | 57.5124 | 57.6377 | 53.9125 | 53.4717 | 46.0381 | 37.8473 | 39.2282 | 37.5894 | 36.4098 | 37.4088
SA | S3 | Mid-North SA | Solar | 6.9595e-07 | 8.6086e-07 | 1.2439e-06 | 4.4724e-06 | 4.6165e-06 | 4.4176e-06 | 4.5928e-06 | 4.5919e-06 | 4.5191e-06 | 4.4032e-06 | 4.6227e-06 | 8.1199e-06 | 8.519e-06 | 8.8703e-06 | 8.4599e-06 | 1.2009e-05 | 1.6121e-05 | 2.0541e-05 | 1.9784e-05 | 2.06e-05 | 1.8234e-05 | 1.959e-05 | 2.0038e-05 | 1.9146e-05 | 1.9951e-05
SA | S4 | Yorke Peninsula | Solar | 0 | 0 | 0 | 0 | 0 | 0 | 0 | 0 | 0 | 0 | 0 | 0 | 0 | 0 | 0 | 0 | 0 | 0 | 0 | 0 | 0 | 0 | 0 | 0 | 0
SA | S5 | Northern SA | Solar | 568.8466 | 696.7935 | 686.9447 | 644.3129 | 621.8515 | 644.3184 | 611.5561 | 575.1057 | 610.6226 | 611.5339 | 635.8787 | 569.4176 | 556.6783 | 565.9253 | 569.7223 | 557.5398 | 535.3001 | 494.8424 | 116.5371 | 107.2011 | 104.451 | 2.5659e-05 | 2.5855e-05 | 2.4735e-05 | 2.5907e-05
SA | S6 | Leigh Creek | Solar | 1.0266e-06 | 1.203e-06 | 2.6328e-06 | 1834.905 | 1814.4933 | 1876.756 | 1796.3236 | 1706.8684 | 1855.7998 | 1910.6744 | 1975.1069 | 3635.7021 | 3617.494 | 3751.4924 | 3979.5508 | 6391.289 | 6094.4556 | 8691.008 | 9223.465 | 9673.638 | 8432.459 | 8114.4697 | 7693.706 | 7598.543 | 7894.9404
SA | S7 | Roxby Downs | Solar | 7.5139e-07 | 9.2265e-07 | 1.641e-06 | 6.8767e-06 | 7.08e-06 | 6.9696e-06 | 7.0069e-06 | 6.8064e-06 | 7.0436e-06 | 6.8045e-06 | 7.1061e-06 | 1.2498e-05 | 1.2902e-05 | 1.7618e-05 | 1.7273e-05 | 1.7441e-05 | 2.1987e-05 | 2.2509e-05 | 3.8017e-05 | 3.9656e-05 | 3.5526e-05 | 3.7554e-05 | 3.8327e-05 | 3.7605e-05 | 3.7857e-05
SA | S8 | Eastern Eyre Peninsula | Solar | 5.7522e-07 | 7.3736e-07 | 9.0621e-07 | 2.7466e-06 | 2.8682e-06 | 2.6678e-06 | 2.7528e-06 | 2.7789e-06 | 2.823e-06 | 2.6758e-06 | 2.98e-06 | 3.8559e-06 | 4.1461e-06 | 4.901e-06 | 4.5911e-06 | 6.4412e-06 | 7.8971e-06 | 1.1341e-05 | 1.0657e-05 | 1.1253e-05 | 9.5693e-06 | 1.1259e-05 | 1.1818e-05 | 1.108e-05 | 1.1375e-05
SA | S9 | Western Eyre Peninsula | Solar | 5.3885e-07 | 6.4991e-07 | 9.0042e-07 | 2.5213e-06 | 2.5832e-06 | 2.4733e-06 | 2.5638e-06 | 2.5407e-06 | 2.5493e-06 | 2.4613e-06 | 2.5861e-06 | 3.7788e-06 | 3.9799e-06 | 5.0753e-06 | 5.1089e-06 | 6.8711e-06 | 8.2859e-06 | 9.8017e-06 | 9.3217e-06 | 9.5781e-06 | 8.6308e-06 | 1.0039e-05 | 1.0426e-05 | 1.0046e-05 | 1.0357e-05
TAS | T1 | North East Tasmania | Solar | 7.0507e-07 | 7.1372e-07 | 6.3605e-07 | 9.4626e-07 | 9.4741e-07 | 9.6594e-07 | 1.5485e-06 | 1.6643e-06 | 1.5822e-06 | 1.648e-06 | 1.8539e-06 | 1.9272e-06 | 1.9567e-06 | 2.3225e-06 | 2.1794e-06 | 3.6735e-06 | 3.9658e-06 | 4.6906e-06 | 4.8538e-06 | 4.7731e-06 | 5.1783e-06 | 5.2593e-06 | 7.4857e-06 | 6.7639e-06 | 7.1023e-06
TAS | T2 | North West Tasmania | Solar | 1.0436e-06 | 1.6521e-06 | 1.3518e-06 | 1.4985e-06 | 1.4693e-06 | 1.3459e-06 | 1.4149e-06 | 1.5968e-06 | 1.42e-06 | 1.4887e-06 | 1.6285e-06 | 1.9854e-06 | 2.1281e-06 | 7.1292e-06 | 6.5473e-06 | 6.6529e-06 | 7.491e-06 | 6.8331e-06 | 6.8799e-06 | 6.9355e-06 | 6.1187e-06 | 6.5555e-06 | 6.7108e-06 | 6.233e-06 | 6.2499e-06
TAS | T3 | Central Highlands | Solar | 6.0595e-07 | 5.8393e-07 | 4.8824e-07 | 7.6478e-07 | 8.1483e-07 | 9.0139e-07 | 1.41e-06 | 1.5258e-06 | 1.3914e-06 | 1.4383e-06 | 1.5368e-06 | 1.9559e-06 | 1.9017e-06 | 2.0502e-06 | 2.063e-06 | 3.2692e-06 | 3.8687e-06 | 4.1548e-06 | 4.2879e-06 | 4.3449e-06 | 4.6892e-06 | 4.5691e-06 | 7.1324e-06 | 6.7175e-06 | 6.9454e-06
Region | REZ | REZ Name | Technology | 2026-27 | 2027-28 | 2028-29 | 2029-30 | 2030-31 | 2031-32 | 2032-33 | 2033-34 | 2034-35 | 2035-36 | 2036-37 | 2037-38 | 2038-39 | 2039-40 | 2040-41 | 2041-42 | 2042-43 | 2043-44 | 2044-45 | 2045-46 | 2046-47 | 2047-48 | 2048-49 | 2049-50 | 2050-51
QLD | Q1 | Far North QLD | Wind | 1050.4176 | 1105.1122 | 1142.2464 | 2920.843 | 3084.0448 | 3326.7661 | 3152.5704 | 2739.4148 | 2929.8288 | 3054.1633 | 2981.24 | 2898.5585 | 3081.2268 | 3102.655 | 3124.4034 | 3027.569 | 2571.7075 | 2321.2113 | 2389.599 | 2325.3363 | 2169.0121 | 2298.2091 | 1694.9663 | 1757.8382 | 1713.2136
QLD | Q2 | North Qld Clean Energy Hub | Wind | 128.6869 | 131.8703 | 107.3186 | 98.2218 | 112.2188 | 128.6424 | 125.9717 | 115.0043 | 125.4207 | 132.7989 | 136.7911 | 110.7901 | 108.4372 | 120.5898 | 126.9798 | 127.0169 | 114.6742 | 124.554 | 132.0046 | 135.9138 | 103.5123 | 100.7521 | 110.9749 | 117.282 | 118.0654
QLD | Q3 | Northern Qld | Wind | 0 | 0 | 0 | 0 | 0 | 0 | 0 | 0 | 0 | 0 | 0 | 0 | 0 | 0 | 0 | 0 | 0 | 0 | 0 | 0 | 0 | 0 | 0 | 0 | 0
QLD | Q4 | Isaac | Wind | 1073.9814 | 1013.0628 | 1074.2139 | 3602.1803 | 3889.9424 | 4352.8803 | 3996.1062 | 3822.7749 | 4399.7013 | 4383.8134 | 4271.8327 | 4288.0806 | 4273.5276 | 4494.043 | 4758.304 | 4448.3263 | 4180.511 | 4204.0513 | 4147.9625 | 4056.7094 | 4057.2736 | 4020.7845 | 4217.2705 | 4525.7886 | 4218.178
QLD | Q5 | Barcaldine | Wind | 1.0896e-06 | 1.0898e-06 | 1.6655e-06 | 1.1765e-05 | 1.2652e-05 | 1.296e-05 | 1.377e-05 | 1.2788e-05 | 268.9287 | 277.9911 | 261.7508 | 279.884 | 267.3379 | 294.8509 | 282.4012 | 293.7952 | 268.018 | 265.5444 | 269.4585 | 253.4438 | 260.7598 | 249.8531 | 271.7123 | 266.8381 | 276.9147
QLD | Q6 | Fitzroy | Wind | 1.2586e-06 | 1.4036e-06 | 2.6893e-06 | 2694.1565 | 2718.3096 | 2820.488 | 2815.951 | 2655.5671 | 4247.168 | 4075.4996 | 3982.4029 | 6858.3214 | 6904.7581 | 6804.7625 | 6943.2681 | 6971.1192 | 6531.4465 | 6581.3532 | 7299.6954 | 7187.9108 | 9135.4752 | 9099.9652 | 8878.9234 | 8962.2443 | 9007.1465
QLD | Q7 | Wide Bay | Wind | 9.5348e-07 | 9.3714e-07 | 1.7807e-06 | 5.9047e-05 | 6.161e-05 | 5.5057e-05 | 5.9238e-05 | 5.671e-05 | 5.2789e-05 | 5.4393e-05 | 4.8747e-05 | 5.9657e-05 | 6.1204e-05 | 6.0275e-05 | 5.4967e-05 | 5.6785e-05 | 5.4825e-05 | 5.1336e-05 | 4.989e-05 | 4.7061e-05 | 180.4261 | 183.2299 | 180.3029 | 167.8461 | 176.7833
QLD | Q8 | Darling Downs | Wind | 4800.6925 | 5024.5825 | 5104.4026 | 13925.1811 | 14698.6825 | 13817.5086 | 14679.5616 | 14024.8015 | 15627.6345 | 16188.6814 | 16335.5359 | 16566.4535 | 16059.6059 | 16311.1898 | 14975.6874 | 16456.8605 | 18674.8144 | 18160.1822 | 17622.4779 | 17585.7735 | 17882.9 | 17115.1034 | 17168.7603 | 16261.8694 | 17816.3984
QLD | Q9 | Banana | Wind | 9.5191e-07 | 9.8492e-07 | 1.5646e-06 | 4.5606e-05 | 4.767e-05 | 4.4193e-05 | 4.7421e-05 | 4.4428e-05 | 4.6872e-05 | 4.8305e-05 | 4.5364e-05 | 1249.9574 | 1230.1107 | 1249.7786 | 1180.1196 | 1248.8116 | 1155.3363 | 1166.987 | 1190.4462 | 1135.2811 | 2200.5923 | 2157.0276 | 2167.7388 | 2079.5867 | 2195.5183
NSW | N1 | North West NSW | Wind | 0 | 0 | 0 | 0 | 0 | 0 | 0 | 0 | 0 | 0 | 0 | 0 | 0 | 0 | 0 | 0 | 0 | 0 | 0 | 0 | 0 | 0 | 0 | 0 | 0
NSW | N2 | New England | Wind | 1250.1325 | 2110.5406 | 6317.5296 | 8707.1558 | 9201.0943 | 8849.8988 | 9372.0682 | 9112.8575 | 9054.5217 | 9484.422 | 17335.0467 | 24150.882 | 21437.9423 | 21975.7675 | 20521.621 | 21711.4972 | 20794.1596 | 19586.0785 | 20587.5983 | 21380.3786 | 22858.2846 | 20229.8987 | 20564.421 | 19112.443 | 20465.1537
NSW | N3 | Central-West Orana | Wind | 1926.4691 | 2302.7887 | 3166.033 | 4287.7176 | 4371.8845 | 4254.133 | 4456.0569 | 4334.0624 | 4313.0575 | 4615.5914 | 4608.6695 | 4446.0862 | 4170.124 | 4129.9756 | 4001.1971 | 4258.7884 | 4089.0941 | 3931.214 | 4147.1984 | 4324.87 | 4298.7108 | 3915.7275 | 3860.6828 | 3489.5415 | 3707.0622
NSW | N4 | Broken Hill | Wind | 632.9917 | 626.3716 | 589.8341 | 631.5866 | 655.6955 | 663.3541 | 635.0877 | 603 | 610.5933 | 651.8255 | 636.3481 | 594.6065 | 623.1408 | 629.344 | 630.6226 | 611.4909 | 569.7111 | 4.4209e-05 | 4.7132e-05 | 5.2132 | 75.9036 | 79.2526 | 78.1701 | 80.662 | 77.6277
NSW | N5 | South West NSW | Wind | 3.425e-06 | 4.6507e-06 | 3.9575e-06 | 3.4878e-05 | 3.4805e-05 | 3.6785e-05 | 3.3741e-05 | 3.3752e-05 | 3.2948e-05 | 3.6283e-05 | 3.5837e-05 | 2.8404e-05 | 3.0685e-05 | 3.0387e-05 | 4.8755e-05 | 4.2997e-05 | 4.3778e-05 | 4.232e-05 | 5.6212e-05 | 0.00010724 | 8.9058e-05 | 9.3897e-05 | 9.1683e-05 | 0.00010323 | 9.5207e-05
NSW | N6 | Wagga Wagga | Wind | 2.6063e-06 | 3.5955e-06 | 3.43e-06 | 1.2175e-05 | 1.1514e-05 | 1.2049e-05 | 1.183e-05 | 1.1847e-05 | 1.0539e-05 | 1.1893e-05 | 1.152e-05 | 1.0006e-05 | 1.0234e-05 | 9.646e-06 | 1.4256e-05 | 1.3286e-05 | 1.4125e-05 | 1.2441e-05 | 1.6458e-05 | 2.2202e-05 | 2.0869e-05 | 2.3665e-05 | 2.2214e-05 | 2.7837e-05 | 2.6881e-05
NSW | N7 | Tumut | Wind | 0 | 0 | 0 | 0 | 0 | 0 | 0 | 0 | 0 | 0 | 0 | 0 | 0 | 0 | 0 | 0 | 0 | 0 | 0 | 0 | 0 | 0 | 0 | 0 | 0
NSW | N8 | Cooma-Monaro | Wind | 712.7273 | 1097.113 | 1088.3108 | 1150.9713 | 1250.3744 | 1291.6308 | 1157.2167 | 1191.7943 | 1180.7637 | 1266.3419 | 1175.8234 | 1149.9515 | 1128.761 | 1252.2976 | 1168.311 | 1081.2782 | 1114.9368 | 1044.3721 | 1121.7223 | 1084.2937 | 1091.9725 | 1049.6042 | 1087.9275 | 1106.294 | 1023.9155
NSW | N9 | Hunter-Central Coast | Wind | 925.6185 | 2001.6675 | 1927.3617 | 3662.0109 | 4086.5239 | 4012.2117 | 3925.5307 | 4080.7579 | 3978.9075 | 4266.2848 | 4827.3785 | 4679.2415 | 4266.5087 | 4483.7858 | 4330.1049 | 4357.7493 | 4450.3729 | 4153.9505 | 4397.0768 | 4494.5304 | 4792.0277 | 4214.3287 | 4360.7513 | 4209.972 | 4304.5761
VIC | V1 | Ovens Murray | Wind | 0 | 0 | 0 | 0 | 0 | 0 | 0 | 0 | 0 | 0 | 0 | 0 | 0 | 0 | 0 | 0 | 0 | 0 | 0 | 0 | 0 | 0 | 0 | 0 | 0
VIC | V2 | Murray River | Wind | 0 | 0 | 0 | 0 | 0 | 0 | 0 | 0 | 0 | 0 | 0 | 0 | 0 | 0 | 0 | 0 | 0 | 0 | 0 | 0 | 0 | 0 | 0 | 0 | 0
VIC | V3 | Western Victoria | Wind | 4972.1045 | 5110.2868 | 4800.4082 | 7980.2943 | 7577.075 | 8401.2022 | 7433.1315 | 7498.8022 | 7056.6279 | 7500.8448 | 7666.7414 | 6807.0332 | 7128.2422 | 6842.0884 | 7589.2531 | 6689.1645 | 6681.4716 | 6402.1323 | 5626.8318 | 5871.3262 | 5159.4807 | 4774.4772 | 4566.904 | 3469.0854 | 3116.1981
VIC | V4 | South West Victoria | Wind | 9178.541 | 9351.9191 | 8521.9046 | 10839.0864 | 10383.7646 | 11646.0389 | 10003.878 | 10195.2393 | 10641.1698 | 11285.7198 | 11573.2193 | 10078.546 | 9728.7938 | 9236.1539 | 9821.7969 | 8388.129 | 8516.1797 | 8478.1723 | 8980.5912 | 7413.1754 | 7234.0579 | 8708.1228 | 8311.0801 | 9410.8635 | 8065.5345
VIC | V5 | Gippsland | Wind | 1.332e-06 | 2.3386e-06 | 3.7486e-06 | 1516.9895 | 1459.6339 | 1616.0261 | 1462.033 | 1459.6351 | 1527.8383 | 1549.3466 | 1694.476 | 1479.6205 | 1482.5845 | 1424.0173 | 1569.4054 | 1417.7053 | 1417.845 | 1472.0016 | 1497.8647 | 1664.9203 | 1437.2245 | 1432.1981 | 1380.6781 | 1532.6136 | 1377.4062
VIC | V6 | Central North VIC | Wind | 1.1694e-06 | 1.6524e-06 | 2.4952e-06 | 4.7769e-05 | 4.7133e-05 | 5.0797e-05 | 5.0581e-05 | 5.0387e-05 | 4.2927e-05 | 4.7719e-05 | 4.5904e-05 | 3.955e-05 | 4.1403e-05 | 3.8342e-05 | 4.0403e-05 | 4.0061e-05 | 4.1155e-05 | 3.6256e-05 | 3.953e-05 | 4.0634e-05 | 3.6368e-05 | 4.3372e-05 | 4.0597e-05 | 4.6526e-05 | 4.6374e-05
SA | S1 | South East SA | Wind | 680.8489 | 768.6808 | 640.6747 | 616.2658 | 610.0082 | 728.6538 | 630.7874 | 621.6791 | 650.6576 | 439.7949 | 454.0593 | 372.2413 | 644.5095 | 623.6384 | 624.7739 | 560.5332 | 916.456 | 868.1829 | 946.6924 | 994.1111 | 856.8227 | 910.1943 | 843.1527 | 945.533 | 852.1607
SA | S2 | Riverland | Wind | 9.6507e-07 | 1.2193e-06 | 1.4005e-06 | 3.826e-06 | 3.7015e-06 | 3.7795e-06 | 3.5347e-06 | 3.725e-06 | 3.3531e-06 | 8.3006e-06 | 8.0767e-06 | 6.7489e-06 | 8.6807e-06 | 8.9846e-06 | 1.1126e-05 | 9.7852e-06 | 1.1078e-05 | 1.0201e-05 | 1.5471e-05 | 1.5081e-05 | 1.2951e-05 | 1.7314e-05 | 1.6772e-05 | 1.8113e-05 | 1.5949e-05
SA | S3 | Mid-North SA | Wind | 5172.1196 | 5573.8999 | 5235.1235 | 5171.4769 | 5194.0362 | 5551.9749 | 4939.0759 | 4856.7331 | 4544.1518 | 5601.5236 | 5025.0354 | 4549.537 | 4797.0933 | 3942.5284 | 4230.2487 | 3750.3795 | 3919.446 | 3066.1772 | 3847.3981 | 3795.4829 | 3348.2329 | 3427.7725 | 3373.7335 | 3619.7333 | 3289.2455
SA | S4 | Yorke Peninsula | Wind | 225.4298 | 256.2473 | 251.7445 | 233.318 | 225.6221 | 1.8958e-05 | 1.7034e-05 | 1.8002e-05 | 1.609e-05 | 2.877e-05 | 2.6271e-05 | 2.3913e-05 | 3.8451e-05 | 7.3972e-05 | 8.6302e-05 | 7.3666e-05 | 7.9002e-05 | 7.1595e-05 | 9.7408e-05 | 9.34e-05 | 8.5207e-05 | 8.967e-05 | 8.3741e-05 | 9.5499e-05 | 8.3094e-05
SA | S5 | Northern SA | Wind | 1235.1524 | 1359.5048 | 1281.0942 | 1224.7622 | 1249.9535 | 1265.756 | 1146.266 | 1199.3957 | 1174.115 | 1286.1376 | 1311.5615 | 1197.9414 | 1202.7964 | 1236.5667 | 1259.0374 | 1116.9448 | 1165.0951 | 1108.699 | 1203.2435 | 576.3225 | 466.8885 | 467.1558 | 477.7286 | 520.3196 | 475.2806
SA | S6 | Leigh Creek | Wind | 1.5812e-06 | 2.2555e-06 | 376.1085 | 4307.229 | 4339.8965 | 4419.3463 | 4224.802 | 4125.0699 | 3947.7006 | 4236.7846 | 4194.783 | 4363.8478 | 4215.6543 | 4286.399 | 4359.2987 | 4118.0035 | 3999.7201 | 3738.6611 | 3963.6362 | 3936.1133 | 6429.5814 | 6214.9381 | 6166.7844 | 6246.2975 | 6019.4057
SA | S7 | Roxby Downs | Wind | 0 | 0 | 0 | 0 | 0 | 0 | 0 | 0 | 0 | 0 | 0 | 0 | 0 | 0 | 0 | 0 | 0 | 0 | 0 | 0 | 0 | 0 | 0 | 0 | 0
SA | S8 | Eastern Eyre Peninsula | Wind | 308.2988 | 336.8912 | 354.6023 | 333.0181 | 170.6443 | 158.9923 | 134.6009 | 136.2096 | 137.5503 | 6.4996e-05 | 5.9627e-05 | 5.7636e-05 | 0.00020096 | 513.6665 | 572.3838 | 486.4217 | 503.8774 | 462.1429 | 528.8744 | 501.7988 | 479.3481 | 491.8614 | 479.8259 | 530.0808 | 462.198
SA | S9 | Western Eyre Peninsula | Wind | 1.2931e-06 | 1.6177e-06 | 2.7392e-06 | 1.3464e-05 | 1.3123e-05 | 1.4138e-05 | 1.3182e-05 | 1.321e-05 | 1.1643e-05 | 1.6545e-05 | 1.6588e-05 | 1.6508e-05 | 1.7862e-05 | 2.7646e-05 | 4.2487e-05 | 3.744e-05 | 3.8492e-05 | 3.3973e-05 | 4.1084e-05 | 3.9727e-05 | 3.8067e-05 | 3.8595e-05 | 3.7022e-05 | 4.1928e-05 | 3.7517e-05
TAS | T1 | North East Tasmania | Wind | 534.2965 | 550.0062 | 512.5819 | 446.6479 | 422.841 | 479.8267 | 449.427 | 460.4818 | 490.8529 | 479.8867 | 495.6461 | 467.2766 | 429.285 | 392.4553 | 433.2855 | 405.0957 | 415.6313 | 459.8241 | 446.2491 | 470.7474 | 435.3722 | 420.4796 | 384.5663 | 442.9 | 0.0032197
TAS | T2 | North West Tasmania | Wind | 847.2963 | 840.9572 | 758.5049 | 694.3725 | 693.1074 | 829.9937 | 1277.5436 | 1266.6154 | 1279.2712 | 1887.1447 | 1915.9954 | 2232.9972 | 2675.8027 | 2821.9682 | 3027.3147 | 2995.8542 | 2889.0125 | 2998.5479 | 3161.9197 | 3273.2537 | 3072.7596 | 3050.3645 | 2752.2119 | 3025.8489 | 2650.4429
TAS | T3 | Central Highlands | Wind | 1827.9315 | 3208.733 | 3428.6742 | 5522.821 | 5533.3282 | 6338.6408 | 6286.4874 | 6592.4248 | 7278.6707 | 7367.3971 | 8385.6496 | 7894.5741 | 7951.0008 | 7128.2395 | 7395.0323 | 7155.0296 | 7007.9918 | 7341.5435 | 6950.3518 | 7637.1655 | 7079.8006 | 7254.5049 | 6492.7939 | 6862.6465 | 6782.2022
Region | REZ | REZ Name | Technology | 2026-27 | 2027-28 | 2028-29 | 2029-30 | 2030-31 | 2031-32 | 2032-33 | 2033-34 | 2034-35 | 2035-36 | 2036-37 | 2037-38 | 2038-39 | 2039-40 | 2040-41 | 2041-42 | 2042-43 | 2043-44 | 2044-45 | 2045-46 | 2046-47 | 2047-48 | 2048-49 | 2049-50 | 2050-51
NSW | O1 | Hunter Coast | Offshore Wind | 2.5375e-07 | 2.9494e-07 | 3.1253e-07 | 6.2054e-07 | 6.0461e-07 | 5.3489e-07 | 6.2959e-07 | 7.9961e-07 | 7.7519e-07 | 7.6442e-07 | 7.8677e-07 | 9.0502e-07 | 7.579e-07 | 9.5098e-07 | 8.6722e-07 | 1.1037e-06 | 1.4318e-06 | 1.4514e-06 | 1.4452e-06 | 1.6953e-06 | 2.1775e-06 | 1.8037e-06 | 2.3229e-06 | 2.1169e-06 | 2.1753e-06
NSW | O2 | Illawarra Coast | Offshore Wind | 2.0937e-06 | 1.9905e-06 | 2.1658e-06 | 3.1893e-06 | 3.1032e-06 | 3.05e-06 | 3.0413e-06 | 3.1643e-06 | 2.8971e-06 | 3.1171e-06 | 2.8344e-06 | 3.1111e-06 | 2.8727e-06 | 3.5684e-06 | 3.8015e-06 | 4.2123e-06 | 4.429e-06 | 4.1813e-06 | 4.6933e-06 | 4.5567e-06 | 7.6669e-06 | 6.987e-06 | 8.3334e-06 | 8.5367e-06 | 8.193e-06
VIC | O3 | Gippsland Coast | Offshore Wind | 8.4552e-07 | 9.3214e-07 | 1515.8326 | 5863.003 | 5789.136 | 6353.885 | 7699.0337 | 10039.621 | 12911.61 | 13214.42 | 12582.589 | 11941.255 | 11869.44 | 12971.393 | 13881.172 | 13126.308 | 13999.617 | 13974.181 | 14360.411 | 14655.283 | 14180.269 | 14055.365 | 13355.556 | 14696.067 | 13733.441
TAS | O4 | North West Tasmania Coast | Offshore Wind | 1.386e-06 | 1.435e-06 | 1.4274e-06 | 1.5704e-06 | 1.5555e-06 | 2.1494e-06 | 2.198e-06 | 2.4147e-06 | 2.2078e-06 | 2.401e-06 | 2.3003e-06 | 2.2527e-06 | 2.6202e-06 | 3.5374e-06 | 3.8463e-06 | 3.4244e-06 | 3.6277e-06 | 3.4784e-06 | 3.6975e-06 | 3.6684e-06 | 3.8909e-06 | 5.3698e-06 | 5.0083e-06 | 5.7079e-06 | 4.8731e-06
VIC | O5 | Portland Coast | Offshore Wind | 7.305e-07 | 8.2971e-07 | 5.6342e-06 | 28.965 | 28.0958 | 30.2176 | 26.5385 | 27.2027 | 945.2133 | 2074.0505 | 4895.899 | 7244.697 | 10867.969 | 10432.848 | 10786.981 | 9942.457 | 10312.892 | 10110.518 | 10596.487 | 11278.436 | 10675.486 | 11437.031 | 10625.815 | 11413.55 | 10379.384
SA | O6 | South East SA Coast | Offshore Wind | 6.4172e-07 | 7.4574e-07 | 8.1417e-07 | 1.9947e-06 | 1.726e-06 | 1.7945e-06 | 1.7918e-06 | 1.9059e-06 | 1.7737e-06 | 1.8308e-06 | 1.8652e-06 | 1.7996e-06 | 2.3126e-06 | 2.3531e-06 | 2.7635e-06 | 2.7616e-06 | 3.2116e-06 | 3.3947e-06 | 3.5742e-06 | 3.9291e-06 | 3.8708e-06 | 5.702e-06 | 5.3513e-06 | 5.7381e-06 | 5.1491e-06

## ML2_REZ Capacity
Installed capacity by REZ (MW) - ML2, Step Change Scenario
Capacity calculated on 1 July. In early study years some wind and solar projects enter later in the financial year and are therefore reflected in the following financial year's capacity. REZ capacity includes capacity from the existing, committed and anticipated renewables mapped to the relevant REZs. Does not include capacity from renewables not in a REZ.
Non-scheduled generation including Distributed PV is not shown.
Region | REZ | REZ Name | Technology | 2026-27 | 2027-28 | 2028-29 | 2029-30 | 2030-31 | 2031-32 | 2032-33 | 2033-34 | 2034-35 | 2035-36 | 2036-37 | 2037-38 | 2038-39 | 2039-40 | 2040-41 | 2041-42 | 2042-43 | 2043-44 | 2044-45 | 2045-46 | 2046-47 | 2047-48 | 2048-49 | 2049-50 | 2050-51
QLD | Q1 | Far North QLD | Solar | 0 | 0 | 0 | 0 | 0 | 0 | 0 | 0 | 0 | 0 | 0 | 0 | 0 | 0 | 0 | 0 | 0 | 0 | 0 | 0 | 0 | 0 | 0 | 0 | 0
QLD | Q2 | North Qld Clean Energy Hub | Solar | 83 | 83 | 83 | 83 | 83 | 83 | 83 | 83 | 83 | 83 | 83 | 33 | 33 | 33 | 33 | 33 | 33 | 33 | 33 | 33 | 18 | 18 | 0 | 0 | 0
QLD | Q3 | Northern Qld | Solar | 513.997 | 513.997 | 513.997 | 513.997 | 513.997 | 513.997 | 513.997 | 840.0042 | 840.0042 | 840.0042 | 840.0042 | 840.0042 | 840.0042 | 840.0042 | 840.0042 | 847.0941 | 1491.5407 | 1599.8733 | 1610.1537 | 1610.1537 | 2759.3537 | 2648.9537 | 2777.463 | 2777.463 | 2644.866
QLD | Q4 | Isaac | Solar | 684.9 | 684.9 | 684.9 | 684.9 | 684.9 | 684.9 | 684.9 | 684.9 | 684.9 | 684.9 | 684.9 | 684.9 | 684.9 | 684.9 | 684.9 | 684.9 | 684.9 | 684.9 | 642.4 | 642.4 | 642.4 | 642.4 | 440.292 | 282.792 | 256.792
QLD | Q5 | Barcaldine | Solar | 14 | 14 | 14 | 14 | 14 | 14 | 14 | 14 | 14 | 14 | 14 | 14 | 14 | 14 | 14 | 14 | 14 | 0 | 62.1213 | 62.1213 | 62.1213 | 62.1213 | 75.0962 | 75.0962 | 75.0962
QLD | Q6 | Fitzroy | Solar | 401.5 | 401.5 | 401.5 | 401.5 | 401.5 | 401.5 | 401.5 | 421.1165 | 2547.3806 | 2547.3806 | 2547.3806 | 2547.3806 | 2547.3806 | 2547.3806 | 2547.3806 | 2595.1953 | 2993.5154 | 3408.2493 | 3724.2334 | 3724.2334 | 6133.0054 | 6133.0054 | 6133.0054 | 6133.0054 | 6133.0054
QLD | Q7 | Wide Bay | Solar | 607.83 | 607.83 | 607.83 | 636.1885 | 636.1885 | 636.1885 | 636.1885 | 636.1885 | 638.5101 | 638.5101 | 638.5101 | 638.5101 | 638.5101 | 638.5101 | 638.5101 | 721.5135 | 728.258 | 769.5773 | 771.5143 | 772.5978 | 1397.8493 | 1397.8493 | 1436.2267 | 1350.2401 | 1350.2401
QLD | Q8 | Darling Downs | Solar | 1476.558 | 1476.558 | 1476.558 | 2388.0244 | 2388.0244 | 2388.0244 | 2388.0244 | 2388.0244 | 2434.2607 | 2434.2607 | 2313.2607 | 2313.2607 | 2313.2607 | 2313.2607 | 2313.2607 | 3219.7796 | 5128.0368 | 6759.214 | 6656.254 | 7111.814 | 7538.14 | 7538.14 | 7503.64 | 7448 | 7448
QLD | Q9 | Banana | Solar | 0 | 0 | 0 | 2601.4517 | 2601.4517 | 2601.4517 | 2601.4517 | 2601.4517 | 2601.4517 | 2601.4517 | 2601.4517 | 2601.4517 | 2601.4517 | 2601.4517 | 5611.1577 | 6100 | 6100 | 6100 | 6100 | 6100 | 6524.151 | 6524.151 | 7412.426 | 7412.426 | 7412.426
NSW | N1 | North West NSW | Solar | 227.4185 | 227.4185 | 227.4185 | 227.4185 | 227.4185 | 227.4185 | 227.4185 | 227.4185 | 227.4185 | 227.4185 | 227.4185 | 227.4185 | 227.4185 | 227.4185 | 231.135 | 237.5308 | 237.5308 | 257.4263 | 257.4263 | 257.4263 | 254.4231 | 260.8604 | 260.8604 | 260.8604 | 260.8604
NSW | N2 | New England | Solar | 808.8762 | 808.8762 | 808.8762 | 808.8762 | 808.8762 | 808.8762 | 808.8762 | 808.8762 | 808.8762 | 808.8762 | 808.8762 | 808.8762 | 808.8762 | 808.8762 | 1408.5171 | 1408.5171 | 3540 | 3520 | 3520 | 3520 | 3520 | 3520 | 3520 | 3520 | 3520
NSW | N3 | Central-West Orana | Solar | 1739.095 | 1739.095 | 1739.095 | 2094.512 | 2094.512 | 2094.512 | 2094.512 | 2094.512 | 2094.512 | 2094.512 | 2094.512 | 2094.512 | 2094.512 | 2094.512 | 2094.512 | 3913.3455 | 3811.3205 | 7229.2145 | 7229.2145 | 7193.1345 | 7193.1345 | 7613.99 | 7563.99 | 7360.95 | 7291.2
NSW | N4 | Broken Hill | Solar | 201.9251 | 201.9251 | 201.9251 | 201.9251 | 201.9251 | 201.9251 | 201.9251 | 201.9251 | 201.9251 | 201.9251 | 201.9251 | 201.9251 | 201.9251 | 201.9251 | 201.9251 | 201.9251 | 201.9251 | 351.1191 | 358.0953 | 358.0953 | 358.7122 | 358.7122 | 358.7122 | 358.7122 | 358.7122
NSW | N5 | South West NSW | Solar | 1876.5761 | 2518.2362 | 2518.2362 | 2518.2362 | 2518.2362 | 2518.2362 | 2518.2362 | 2518.2362 | 2518.2362 | 2518.2362 | 2518.2362 | 2518.2362 | 2518.2362 | 2518.2362 | 2518.2362 | 2518.2362 | 2518.2362 | 2367.9362 | 2367.9362 | 2367.9362 | 4900.6852 | 4900.6852 | 4900.6852 | 4509.5252 | 4260.5452
NSW | N6 | Wagga Wagga | Solar | 1691.028 | 1691.028 | 1691.028 | 1691.028 | 1691.028 | 1691.028 | 1691.028 | 1691.028 | 1691.028 | 1691.028 | 1691.028 | 1691.028 | 1691.028 | 1691.028 | 1691.028 | 1691.028 | 1691.028 | 1691.028 | 1691.028 | 1691.028 | 1691.028 | 1691.028 | 1691.028 | 1691.028 | 1498
NSW | N7 | Tumut | Solar | 0 | 0 | 0 | 0 | 0 | 0 | 0 | 0 | 0 | 0 | 0 | 0 | 0 | 0 | 0 | 0 | 0 | 0 | 0 | 0 | 0 | 0 | 0 | 0 | 0
NSW | N8 | Cooma-Monaro | Solar | 0 | 0 | 0 | 0 | 0 | 0 | 0 | 0 | 0 | 0 | 0 | 0 | 0 | 0 | 0 | 0 | 0 | 0 | 0 | 0 | 0 | 0 | 0 | 0 | 0
NSW | N9 | Hunter-Central Coast | Solar | 0 | 0 | 0 | 0 | 0 | 0 | 0 | 0 | 0 | 0 | 0 | 0 | 0 | 0 | 0 | 0 | 0 | 0 | 0 | 0 | 0 | 0 | 0 | 0 | 0
VIC | V1 | Ovens Murray | Solar | 0 | 0 | 0 | 0 | 0 | 0 | 0 | 0 | 0 | 0 | 0 | 0 | 0 | 0 | 0 | 0 | 0 | 0 | 0 | 0 | 0 | 0 | 0 | 0 | 0
VIC | V2 | Murray River | Solar | 774.093 | 774.093 | 774.093 | 3055.0159 | 3055.0159 | 3055.0159 | 3055.0159 | 3055.0159 | 3642.0173 | 3642.0173 | 3642.0173 | 3642.0173 | 3642.0173 | 3642.0173 | 3642.0173 | 3642.0173 | 3642.0173 | 3956.0403 | 3956.0403 | 3924.9373 | 4289.47 | 4508.9824 | 4451.4621 | 4054.0121 | 3961.4521
VIC | V3 | Western Victoria | Solar | 0 | 0 | 0 | 0 | 0 | 0 | 0 | 0 | 0 | 0 | 0 | 0 | 0 | 0 | 0 | 0 | 0 | 0 | 0 | 0 | 0 | 0 | 0 | 0 | 0
VIC | V4 | South West Victoria | Solar | 0 | 0 | 0 | 0 | 0 | 0 | 0 | 0 | 0 | 0 | 0 | 0 | 0 | 0 | 0 | 0 | 0 | 0 | 0 | 0 | 0 | 0 | 0 | 0 | 0
VIC | V5 | Gippsland | Solar | 77 | 77 | 77 | 77 | 77 | 77 | 77 | 77 | 77 | 77 | 77 | 77 | 77 | 77 | 77 | 77 | 77 | 77 | 77 | 77 | 77 | 77 | 77 | 77 | 77
VIC | V6 | Central North VIC | Solar | 622.48 | 622.48 | 622.48 | 746.0878 | 746.0878 | 746.0878 | 746.0878 | 746.0878 | 746.0878 | 746.0878 | 746.0878 | 746.0878 | 746.0878 | 746.0878 | 746.0878 | 746.0878 | 746.0878 | 746.0878 | 635.6078 | 635.6078 | 670.9434 | 670.9434 | 670.9434 | 670.9434 | 670.9434
SA | S1 | South East SA | Solar | 512.16 | 512.16 | 512.16 | 512.16 | 512.16 | 512.16 | 512.16 | 512.16 | 512.16 | 512.16 | 512.16 | 512.16 | 512.16 | 512.16 | 512.16 | 481.62 | 481.62 | 481.62 | 481.62 | 481.62 | 481.62 | 481.62 | 481.62 | 373.62 | 373.62
SA | S2 | Riverland | Solar | 55.26 | 55.26 | 55.26 | 55.26 | 55.26 | 49.14 | 49.14 | 49.14 | 49.14 | 49.14 | 49.14 | 49.14 | 49.14 | 49.14 | 49.14 | 37.38 | 37.38 | 37.38 | 37.38 | 30 | 30 | 30 | 30 | 30 | 30
SA | S3 | Mid-North SA | Solar | 0 | 0 | 0 | 0 | 0 | 0 | 0 | 0 | 0 | 0 | 0 | 0 | 0 | 0 | 0 | 0 | 0 | 0 | 0 | 0 | 0 | 0 | 0 | 0 | 0
SA | S4 | Yorke Peninsula | Solar | 0 | 0 | 0 | 0 | 0 | 0 | 0 | 0 | 0 | 0 | 0 | 0 | 0 | 0 | 0 | 0 | 0 | 0 | 0 | 0 | 0 | 0 | 0 | 0 | 0
SA | S5 | Northern SA | Solar | 349.2 | 349.2 | 349.2 | 349.2 | 349.2 | 349.2 | 349.2 | 349.2 | 349.2 | 349.2 | 349.2 | 349.2 | 349.2 | 349.2 | 349.2 | 349.2 | 349.2 | 349.2 | 79.2 | 79.2 | 79.2 | 0 | 0 | 0 | 0
SA | S6 | Leigh Creek | Solar | 0 | 0 | 0 | 959.1922 | 959.1922 | 959.1922 | 959.1922 | 959.1922 | 959.1922 | 959.1922 | 959.1922 | 2173.4624 | 2173.4624 | 2173.4624 | 2254.7253 | 3616.7808 | 3616.7808 | 5483.1025 | 5726.2886 | 5726.2886 | 5726.2886 | 5726.2886 | 5726.2886 | 5726.2886 | 5726.2886
SA | S7 | Roxby Downs | Solar | 0 | 0 | 0 | 0 | 0 | 0 | 0 | 0 | 0 | 0 | 0 | 0 | 0 | 0 | 0 | 0 | 0 | 0 | 0 | 0 | 0 | 0 | 0 | 0 | 0
SA | S8 | Eastern Eyre Peninsula | Solar | 0 | 0 | 0 | 0 | 0 | 0 | 0 | 0 | 0 | 0 | 0 | 0 | 0 | 0 | 0 | 0 | 0 | 0 | 0 | 0 | 0 | 0 | 0 | 0 | 0
SA | S9 | Western Eyre Peninsula | Solar | 0 | 0 | 0 | 0 | 0 | 0 | 0 | 0 | 0 | 0 | 0 | 0 | 0 | 0 | 0 | 0 | 0 | 0 | 0 | 0 | 0 | 0 | 0 | 0 | 0
TAS | T1 | North East Tasmania | Solar | 0 | 0 | 0 | 0 | 0 | 0 | 0 | 0 | 0 | 0 | 0 | 0 | 0 | 0 | 0 | 0 | 0 | 0 | 0 | 0 | 0 | 0 | 0 | 0 | 0
TAS | T2 | North West Tasmania | Solar | 0 | 0 | 0 | 0 | 0 | 0 | 0 | 0 | 0 | 0 | 0 | 0 | 0 | 0 | 0 | 0 | 0 | 0 | 0 | 0 | 0 | 0 | 0 | 0 | 0
TAS | T3 | Central Highlands | Solar | 0 | 0 | 0 | 0 | 0 | 0 | 0 | 0 | 0 | 0 | 0 | 0 | 0 | 0 | 0 | 0 | 0 | 0 | 0 | 0 | 0 | 0 | 0 | 0 | 0
Region | REZ | REZ Name | Technology | 2026-27 | 2027-28 | 2028-29 | 2029-30 | 2030-31 | 2031-32 | 2032-33 | 2033-34 | 2034-35 | 2035-36 | 2036-37 | 2037-38 | 2038-39 | 2039-40 | 2040-41 | 2041-42 | 2042-43 | 2043-44 | 2044-45 | 2045-46 | 2046-47 | 2047-48 | 2048-49 | 2049-50 | 2050-51
QLD | Q1 | Far North QLD | Wind | 330.318 | 330.318 | 330.318 | 830.3179 | 830.3179 | 830.3179 | 830.3179 | 830.3179 | 830.3179 | 830.3179 | 830.3179 | 830.3179 | 830.3179 | 830.3179 | 830.3179 | 830.3179 | 830.3179 | 649.7999 | 649.7999 | 649.7999 | 649.7999 | 649.7999 | 499.9999 | 499.9999 | 499.9999
QLD | Q2 | North Qld Clean Energy Hub | Wind | 43.2 | 43.2 | 43.2 | 43.2 | 43.2 | 43.2 | 43.2 | 43.2 | 43.2 | 43.2 | 43.2 | 43.2 | 43.2 | 43.2 | 43.2 | 43.2 | 43.2 | 43.2 | 43.2 | 43.2 | 43.2 | 43.2 | 43.2 | 43.2 | 43.2
QLD | Q3 | Northern Qld | Wind | 0 | 0 | 0 | 0 | 0 | 0 | 0 | 0 | 0 | 0 | 0 | 0 | 0 | 0 | 0 | 0 | 0 | 0 | 0 | 0 | 0 | 0 | 0 | 0 | 0
QLD | Q4 | Isaac | Wind | 450 | 450 | 450 | 1450 | 1450 | 1450 | 1450 | 1450 | 1674.2878 | 1674.2878 | 1674.2878 | 1674.2878 | 1674.2878 | 1674.2878 | 1674.2878 | 1674.2878 | 1674.2878 | 1674.2878 | 1674.2878 | 1674.2878 | 1674.2878 | 1674.2878 | 1674.2878 | 1674.2878 | 1674.2878
QLD | Q5 | Barcaldine | Wind | 0 | 0 | 0 | 0 | 0 | 0 | 0 | 0 | 107.0091 | 107.0091 | 107.0091 | 109.4966 | 109.4966 | 109.4966 | 109.4966 | 109.4966 | 109.4966 | 110.613 | 110.613 | 110.613 | 110.613 | 110.613 | 110.613 | 110.613 | 110.613
QLD | Q6 | Fitzroy | Wind | 0 | 0 | 0 | 900 | 900 | 900 | 900 | 900 | 1514.2507 | 1514.2507 | 1514.2507 | 2459.8274 | 2459.8274 | 2459.8274 | 2523.941 | 2523.941 | 2523.941 | 2523.941 | 2978.155 | 2978.155 | 3500 | 3500 | 3500 | 3500 | 3500
QLD | Q7 | Wide Bay | Wind | 0 | 0 | 0 | 0 | 0 | 0 | 0 | 0 | 0 | 0 | 0 | 0 | 0 | 0 | 0 | 0 | 0 | 0 | 0 | 0 | 80.3978 | 80.3978 | 80.3978 | 80.3978 | 80.3978
QLD | Q8 | Darling Downs | Wind | 1800.89 | 1800.89 | 1800.89 | 5099.5118 | 5099.5118 | 5099.5118 | 5099.5118 | 5099.5118 | 5919.7147 | 5919.7147 | 5919.7147 | 5919.7147 | 5919.7147 | 5919.7147 | 5919.7147 | 5919.7147 | 7148.89 | 7148.89 | 6696 | 6696 | 6696 | 6696 | 6696 | 6696 | 6696
QLD | Q9 | Banana | Wind | 0 | 0 | 0 | 0 | 0 | 0 | 0 | 0 | 0 | 0 | 0 | 499.1626 | 499.1626 | 499.1626 | 499.1626 | 499.1626 | 499.1626 | 499.1626 | 499.1626 | 499.1626 | 900 | 900 | 900 | 900 | 900
NSW | N1 | North West NSW | Wind | 0 | 0 | 0 | 0 | 0 | 0 | 0 | 0 | 0 | 0 | 0 | 0 | 0 | 0 | 0 | 0 | 0 | 0 | 0 | 0 | 0 | 0 | 0 | 0 | 0
NSW | N2 | New England | Wind | 442.48 | 696.5818 | 2051.7703 | 3021.7555 | 3021.7555 | 3021.7555 | 3021.7555 | 3021.7555 | 3021.7555 | 3021.7555 | 5597.8483 | 7575.9986 | 7403.5186 | 7403.5186 | 7403.5186 | 7403.5186 | 7403.5186 | 7133.5186 | 7400 | 7400 | 7400 | 7400 | 7400 | 7400 | 7400
NSW | N3 | Central-West Orana | Wind | 731.19 | 866.2718 | 1114.4786 | 1531.19 | 1531.19 | 1531.19 | 1531.19 | 1531.19 | 1531.19 | 1531.19 | 1531.19 | 1531.19 | 1531.19 | 1531.19 | 1531.19 | 1531.19 | 1531.19 | 1531.19 | 1531.19 | 1531.19 | 1531.19 | 1531.19 | 1531.19 | 1418 | 1418
NSW | N4 | Broken Hill | Wind | 198.94 | 198.94 | 198.94 | 198.94 | 198.94 | 198.94 | 198.94 | 198.94 | 198.94 | 198.94 | 198.94 | 198.94 | 198.94 | 198.94 | 198.94 | 198.94 | 198.94 | 0 | 0 | 2.1036 | 32.2559 | 32.2559 | 32.2559 | 32.2559 | 32.2559
NSW | N5 | South West NSW | Wind | 0 | 0 | 0 | 0 | 0 | 0 | 0 | 0 | 0 | 0 | 0 | 0 | 0 | 0 | 0 | 0 | 0 | 0 | 0 | 0 | 0 | 0 | 0 | 0 | 0
NSW | N6 | Wagga Wagga | Wind | 0 | 0 | 0 | 0 | 0 | 0 | 0 | 0 | 0 | 0 | 0 | 0 | 0 | 0 | 0 | 0 | 0 | 0 | 0 | 0 | 0 | 0 | 0 | 0 | 0
NSW | N7 | Tumut | Wind | 0 | 0 | 0 | 0 | 0 | 0 | 0 | 0 | 0 | 0 | 0 | 0 | 0 | 0 | 0 | 0 | 0 | 0 | 0 | 0 | 0 | 0 | 0 | 0 | 0
NSW | N8 | Cooma-Monaro | Wind | 232.7612 | 371.9895 | 371.9895 | 390.0066 | 390.0066 | 390.0066 | 390.0066 | 390.0066 | 390.0066 | 390.0066 | 390.0066 | 390.0066 | 390.0066 | 413 | 368.421 | 368.421 | 368.421 | 368.421 | 368.421 | 368.421 | 371.6827 | 371.6827 | 371.6827 | 371.6827 | 371.6827
NSW | N9 | Hunter-Central Coast | Wind | 516 | 913.5175 | 916 | 1631.0673 | 1631.0673 | 1631.0673 | 1631.0673 | 1631.0673 | 1631.0673 | 1631.0673 | 1916 | 1916 | 1916 | 1916 | 1916 | 1916 | 1916 | 1916 | 1916 | 1916 | 2040.375 | 2040.375 | 2040.375 | 2040.375 | 2040.375
VIC | V1 | Ovens Murray | Wind | 0 | 0 | 0 | 0 | 0 | 0 | 0 | 0 | 0 | 0 | 0 | 0 | 0 | 0 | 0 | 0 | 0 | 0 | 0 | 0 | 0 | 0 | 0 | 0 | 0
VIC | V2 | Murray River | Wind | 0 | 0 | 0 | 0 | 0 | 0 | 0 | 0 | 0 | 0 | 0 | 0 | 0 | 0 | 0 | 0 | 0 | 0 | 0 | 0 | 0 | 0 | 0 | 0 | 0
VIC | V3 | Western Victoria | Wind | 1934.5 | 1934.5 | 1934.5 | 2805.8084 | 2753.3084 | 2753.3084 | 2753.3084 | 2753.3084 | 2561.3084 | 2561.3084 | 2561.3084 | 2561.3084 | 2561.3084 | 2561.3084 | 2561.3084 | 2561.3084 | 2530.2584 | 2399.0584 | 2007.1084 | 2007.1084 | 2007.1084 | 1738.4084 | 1738.4084 | 1080.3084 | 1080.3084
VIC | V4 | South West Victoria | Wind | 3170.66 | 3170.66 | 3170.66 | 3701.109 | 3701.109 | 3701.109 | 3701.109 | 3701.109 | 3701.109 | 3701.109 | 3701.109 | 3633.909 | 3213.909 | 3213.909 | 3032.209 | 3032.209 | 3012.709 | 2864.0105 | 2864.0105 | 2244.7847 | 2548.1662 | 2971.2599 | 2971.2599 | 2971.2599 | 2971.2599
VIC | V5 | Gippsland | Wind | 0 | 0 | 0 | 500 | 500 | 500 | 500 | 500 | 500 | 500 | 500 | 500 | 500 | 500 | 500 | 500 | 500 | 500 | 500 | 500 | 500 | 500 | 500 | 500 | 500
VIC | V6 | Central North VIC | Wind | 0 | 0 | 0 | 0 | 0 | 0 | 0 | 0 | 0 | 0 | 0 | 0 | 0 | 0 | 0 | 0 | 0 | 0 | 0 | 0 | 0 | 0 | 0 | 0 | 0
SA | S1 | South East SA | Wind | 324.5 | 324.5 | 324.5 | 324.5 | 324.5 | 324.5 | 324.5 | 324.5 | 324.5 | 198 | 198 | 198 | 249.197 | 249.197 | 210.197 | 210.197 | 344.9462 | 344.9462 | 344.9462 | 344.9462 | 344.9462 | 344.9462 | 344.9462 | 344.9462 | 344.9462
SA | S2 | Riverland | Wind | 0 | 0 | 0 | 0 | 0 | 0 | 0 | 0 | 0 | 0 | 0 | 0 | 0 | 0 | 0 | 0 | 0 | 0 | 0 | 0 | 0 | 0 | 0 | 0 | 0
SA | S3 | Mid-North SA | Wind | 1756.06 | 1756.06 | 1756.06 | 1810.5191 | 1810.5191 | 1810.5191 | 1810.5191 | 1711.8191 | 1711.8191 | 1832.0539 | 1662.8773 | 1662.8773 | 1738.6225 | 1411.9225 | 1411.9225 | 1411.9225 | 1411.9225 | 1198.0625 | 1317.4337 | 1317.4337 | 1317.4337 | 1317.806 | 1317.806 | 1317.806 | 1317.806
SA | S4 | Yorke Peninsula | Wind | 90.75 | 90.75 | 90.75 | 90.75 | 90.75 | 0 | 0 | 0 | 0 | 0 | 0 | 0 | 0 | 0 | 0 | 0 | 0 | 0 | 0 | 0 | 0 | 0 | 0 | 0 | 0
SA | S5 | Northern SA | Wind | 422.4 | 422.4 | 422.4 | 422.4 | 422.4 | 422.4 | 422.4 | 422.4 | 422.4 | 422.4 | 422.4 | 422.4 | 422.4 | 422.4 | 422.4 | 422.4 | 422.4 | 422.4 | 422.4 | 210 | 210 | 210 | 210 | 210 | 210
SA | S6 | Leigh Creek | Wind | 0 | 0 | 111.5261 | 1451.0805 | 1451.0805 | 1451.0805 | 1451.0805 | 1451.0805 | 1451.0805 | 1451.0805 | 1451.0805 | 1451.0805 | 1451.0805 | 1451.0805 | 1451.0805 | 1451.0805 | 1451.0805 | 1451.0805 | 1451.0805 | 1451.0805 | 2271.219 | 2271.219 | 2271.219 | 2271.219 | 2271.219
SA | S7 | Roxby Downs | Wind | 0 | 0 | 0 | 0 | 0 | 0 | 0 | 0 | 0 | 0 | 0 | 0 | 0 | 0 | 0 | 0 | 0 | 0 | 0 | 0 | 0 | 0 | 0 | 0 | 0
SA | S8 | Eastern Eyre Peninsula | Wind | 136 | 136 | 136 | 136 | 70 | 70 | 70 | 70 | 70 | 0 | 0 | 0 | 0 | 200.2698 | 200.2698 | 200.2698 | 200.2698 | 200.2698 | 200.2699 | 200.2699 | 200.2699 | 200.2699 | 200.2699 | 200.2699 | 200.2699
SA | S9 | Western Eyre Peninsula | Wind | 0 | 0 | 0 | 0 | 0 | 0 | 0 | 0 | 0 | 0 | 0 | 0 | 0 | 0 | 0 | 0 | 0 | 0 | 0 | 0 | 0 | 0 | 0 | 0 | 0
TAS | T1 | North East Tasmania | Wind | 168 | 168 | 168 | 168 | 168 | 168 | 168 | 168 | 168 | 168 | 168 | 168.0011 | 168.0011 | 168.0011 | 168.0011 | 168.0011 | 168.0011 | 168.0011 | 168.0011 | 168.0011 | 168.0011 | 168.0011 | 168.0011 | 168.0011 | 0.0011132
TAS | T2 | North West Tasmania | Wind | 251.35 | 251.35 | 251.35 | 251.35 | 251.35 | 251.35 | 376.7381 | 386.2556 | 386.2556 | 511.6437 | 511.6437 | 622.7439 | 748.132 | 873.5201 | 873.5201 | 873.5201 | 873.5201 | 873.5201 | 873.5201 | 873.5201 | 873.5201 | 873.5201 | 873.5201 | 873.5201 | 733.7701
TAS | T3 | Central Highlands | Wind | 427.4039 | 710.8077 | 994.2116 | 1290.6477 | 1410.3331 | 1530.0185 | 1530.0185 | 1640.6192 | 1760.3046 | 1760.3046 | 1879.99 | 1893.6272 | 1893.6272 | 1893.6272 | 1893.6272 | 1893.6272 | 1893.6272 | 1893.6272 | 1749.6272 | 1749.6272 | 1749.6272 | 1749.6272 | 1749.6272 | 1749.6272 | 1749.6272
Region | REZ | REZ Name | Technology | 2026-27 | 2027-28 | 2028-29 | 2029-30 | 2030-31 | 2031-32 | 2032-33 | 2033-34 | 2034-35 | 2035-36 | 2036-37 | 2037-38 | 2038-39 | 2039-40 | 2040-41 | 2041-42 | 2042-43 | 2043-44 | 2044-45 | 2045-46 | 2046-47 | 2047-48 | 2048-49 | 2049-50 | 2050-51
NSW | O1 | Hunter Coast | Offshore Wind | 0 | 0 | 0 | 0 | 0 | 0 | 0 | 0 | 0 | 0 | 0 | 0 | 0 | 0 | 0 | 0 | 0 | 0 | 0 | 0 | 0 | 0 | 0 | 0 | 0
NSW | O2 | Illawarra Coast | Offshore Wind | 0 | 0 | 0 | 0 | 0 | 0 | 0 | 0 | 0 | 0 | 0 | 0 | 0 | 0 | 0 | 0 | 0 | 0 | 0 | 0 | 0 | 0 | 0 | 0 | 0
VIC | O3 | Gippsland Coast | Offshore Wind | 0 | 0 | 500 | 1990.4208 | 1990.4208 | 1990.4208 | 2657.4207 | 3323.4207 | 4273.2563 | 4273.2563 | 4273.2563 | 4273.2563 | 4273.2563 | 5052 | 5052 | 5052 | 5052 | 5052 | 5052 | 5052 | 5052 | 5052 | 5052 | 5052 | 5052
TAS | O4 | North West Tasmania Coast | Offshore Wind | 0 | 0 | 0 | 0 | 0 | 0 | 0 | 0 | 0 | 0 | 0 | 0 | 0 | 0 | 0 | 0 | 0 | 0 | 0 | 0 | 0 | 0 | 0 | 0 | 0
VIC | O5 | Portland Coast | Offshore Wind | 0 | 0 | 0 | 9.5793 | 9.5793 | 9.5793 | 9.5793 | 9.5793 | 345.4488 | 726.7435 | 1726.7434 | 2726.7434 | 3726.7434 | 3948 | 3948 | 3948 | 3948 | 3948 | 3948 | 3948 | 3948 | 3948 | 3948 | 3948 | 3948
SA | O6 | South East SA Coast | Offshore Wind | 0 | 0 | 0 | 0 | 0 | 0 | 0 | 0 | 0 | 0 | 0 | 0 | 0 | 0 | 0 | 0 | 0 | 0 | 0 | 0 | 0 | 0 | 0 | 0 | 0

## ML2_VOM Cost
VOM cost by technology ($000s) - ML2, Step Change Scenario
VOM | Real June 2024 dollars discounted to 1 July 2025
Explicitly modelled generation
Region | Technology | 2026-27 | 2027-28 | 2028-29 | 2029-30 | 2030-31 | 2031-32 | 2032-33 | 2033-34 | 2034-35 | 2035-36 | 2036-37 | 2037-38 | 2038-39 | 2039-40 | 2040-41 | 2041-42 | 2042-43 | 2043-44 | 2044-45 | 2045-46 | 2046-47 | 2047-48 | 2048-49 | 2049-50 | 2050-51
NEM | Black Coal | 343435.8902 | 307838.9 | 286746.4944 | 86626.9017 | 97995.2231 | 85252.3293 | 83949.734 | 66486.5246 | 52790.0097 | 45576.1299 | 38816.538 | 38359.7471 | 27145.4744 | 25993.8539 | 8038.8172 | 6643.4743 | 0.00019155 | 0.00015871 | 0.00012876 | 9.4678e-05 | 8.6256e-05 | 6.1635e-05 | 5.8749e-05 | 5.9428e-05 | 7.2224e-05
NEM | Brown Coal | 124513.874 | 112589.372 | 72215.6105 | 12497.2221 | 2748.4409 | 0.00024766 | 0.0002064 | 0.00023163 | 0.00010787 | 3.1156e-05 | 2.8e-05 | 2.6671e-05 | 1.5778e-05 | 1.118e-05 | 1.588e-05 | 1.5023e-05 | 1.3391e-05 | 1.2984e-05 | 1.1511e-05 | 8.2338e-06 | 8.334e-06 | 0 | 0 | 0 | 0
NEM | CCGT | 29551.2143 | 33616.5969 | 51974.5092 | 57003.3931 | 50496.01 | 42139.8025 | 47086.7398 | 53829.1159 | 39447.6897 | 32688.5304 | 27468.9109 | 22366.3023 | 20533.6457 | 17265.8068 | 17277.3923 | 14611.1155 | 15225.6926 | 9425.8305 | 6916.8247 | 4086.886 | 2176.849 | 1842.8824 | 1815.7119 | 1664.3468 | 6.964e-05
NEM | Gas - Steam | 120.1411 | 86.0162 | 909.535 | 562.4923 | 1346.298 | 969.5011 | 1648.8709 | 1669.2835 | 635.1508 | 416.5395 | 342.9689 | 351.3453 | 417.8756 | 0 | 0 | 0 | 0 | 0 | 0 | 0 | 0 | 0 | 0 | 0 | 0
NEM | OCGT / Diesel | 3708.5043 | 2674.4533 | 21358.7439 | 60169.3613 | 27426.3175 | 23406.708 | 33119.1968 | 36079.4257 | 28701.7166 | 19652.6975 | 17753.8388 | 23499.9352 | 29120.9474 | 30823.3277 | 39723.8235 | 29319.2209 | 23913.4016 | 32917.5907 | 21293.0915 | 23659.0633 | 24669.9288 | 21024.4361 | 22815.6154 | 22026.4995 | 23441.6172
NEM | Hydro | 126125.7596 | 103784.4669 | 121400.6171 | 109427.6088 | 93796.7564 | 88000.2272 | 77503.6904 | 81702.6885 | 78943.2486 | 70415.8677 | 56978.3877 | 65171.8126 | 53728.5711 | 45893.1533 | 41349.9357 | 36713.1226 | 38212.6303 | 36940.703 | 32435.5315 | 28456.0203 | 33685.5217 | 27638.0279 | 23907.7749 | 21938.5121 | 21435.3935
NEM | Hydrogen Turbine | 0 | 0 | 0 | 0 | 0 | 0 | 0 | 0 | 0 | 0 | 0 | 0 | 0 | 0 | 0 | 0 | 0 | 0 | 0 | 0 | 0 | 0 | 0 | 0 | 0
NEM | Wind | 3939.0209 | 4106.2848 | 4170.8855 | 6718.8185 | 6398.3539 | 6295.1682 | 5771.8326 | 5461.2694 | 5569.6434 | 5513.4389 | 5656.3638 | 5629.1583 | 5276.0989 | 4948.2309 | 4663.7859 | 4232.142 | 4000.1944 | 3619.3792 | 3474.4281 | 3245.7395 | 3094.978 | 2831.6013 | 2560.2686 | 2417.9837 | 2207.6607
NEM | Solar PV | 2151.6265 | 2161.4406 | 1918.144 | 3050.8977 | 3161.8241 | 2979.8676 | 2772.2078 | 2584.939 | 2638.3768 | 2556.8006 | 2353.4871 | 1970.068 | 1944.9798 | 1824.3817 | 1938.5774 | 2180.069 | 2238.3523 | 2349.0753 | 2256.1144 | 2191.0766 | 2002.8156 | 1901.0475 | 1759.2619 | 1595.9416 | 1560.4721
NEM | Grid Battery | 280.3992 | 469.1777 | 680.1376 | 2034.4864 | 2031.4159 | 1868.7404 | 1817.6157 | 1684.8 | 1733.8995 | 1728.8215 | 1599.2267 | 1556.5175 | 1501.7856 | 1520.6978 | 1408.0477 | 2070.5829 | 1967.1811 | 1853.5053 | 1821.423 | 1798.8026 | 1697.644 | 1589.6148 | 1563.1613 | 1204.7376 | 1245.5597
NEM | PHES | 8595.3908 | 7988.3641 | 6808.3273 | 19209.2007 | 28714.2083 | 27916.3039 | 26287.4877 | 24726.616 | 23546.3399 | 25261.8686 | 22761.5061 | 19945.4878 | 15755.1706 | 15911.5005 | 12811.8015 | 10965.1506 | 11655.3393 | 9770.8889 | 9053.8236 | 8563.1635 | 9041.7389 | 6210.8391 | 5217.0557 | 6115.4105 | 6688.6848
NEM | VPP | 29.406 | 37.1233 | 44.5582 | 52.6783 | 61.4034 | 67.1543 | 74.7265 | 80.5412 | 82.0238 | 88.9959 | 93.0547 | 94.808 | 101.7347 | 106.7269 | 107.072 | 114.0787 | 118.1833 | 120.284 | 124.651 | 128.0601 | 127.4787 | 128.5567 | 128.0219 | 126.5152 | 126.1338
Total |  | 642451.2268 | 575352.1958 | 568227.5629 | 357353.0609 | 314176.2514 | 278895.8027 | 280032.1024 | 274305.204 | 234088.0989 | 203899.6905 | 173824.2826 | 178945.182 | 155526.2837 | 144287.6794 | 127319.2531 | 106848.9566 | 97330.9752 | 96997.2571 | 77375.8879 | 72128.812 | 76496.9549 | 63167.0058 | 59766.8718 | 57089.9471 | 56705.5221
Region | Technology | 2026-27 | 2027-28 | 2028-29 | 2029-30 | 2030-31 | 2031-32 | 2032-33 | 2033-34 | 2034-35 | 2035-36 | 2036-37 | 2037-38 | 2038-39 | 2039-40 | 2040-41 | 2041-42 | 2042-43 | 2043-44 | 2044-45 | 2045-46 | 2046-47 | 2047-48 | 2048-49 | 2049-50 | 2050-51
NSW1 | Black Coal | 155887.21 | 128808.8865 | 114513.8345 | 36902.4191 | 43882.1942 | 37078.7311 | 37722.7963 | 25262.151 | 20728.278 | 14980.7005 | 11530.788 | 11639.052 | 4739.1747 | 4432.8636 | 0 | 0 | 0 | 0 | 0 | 0 | 0 | 0 | 0 | 0 | 0
NSW1 | Brown Coal | 0 | 0 | 0 | 0 | 0 | 0 | 0 | 0 | 0 | 0 | 0 | 0 | 0 | 0 | 0 | 0 | 0 | 0 | 0 | 0 | 0 | 0 | 0 | 0 | 0
NSW1 | CCGT | 5003.085 | 7297.431 | 10559.614 | 11221.319 | 10304.574 | 8264.324 | 10080.977 | 10352.763 | 8547.497 | 7089.3425 | 5491.192 | 5349.3055 | 4554.7315 | 4969.4315 | 4738.405 | 4056.0062 | 4408.4445 | 1.0515e-05 | 9.4789e-06 | 9.0786e-06 | 9.4189e-06 | 8.8172e-06 | 8.4482e-06 | 7.9515e-06 | 1.5423e-05
NSW1 | Gas - Steam | 0 | 0 | 0 | 0 | 0 | 0 | 0 | 0 | 0 | 0 | 0 | 0 | 0 | 0 | 0 | 0 | 0 | 0 | 0 | 0 | 0 | 0 | 0 | 0 | 0
NSW1 | OCGT / Diesel | 264.1024 | 655.028 | 4239.1148 | 26382.4087 | 12521.4308 | 10927.283 | 12263.8693 | 19102.8749 | 12412.3777 | 8045.1089 | 6356.5913 | 7042.8471 | 12410.4656 | 10976.6191 | 18259.5688 | 9992.6538 | 8109.8524 | 14390.2312 | 9895.5114 | 10775.0801 | 11916.2322 | 12928.1234 | 12613.068 | 14132.9315 | 13633.3242
NSW1 | Hydro | 26846.2451 | 20685.8751 | 29646.1632 | 22189.2268 | 17593.7545 | 16606.1937 | 14622.4332 | 16446.511 | 15578.0543 | 14381.2032 | 11182.0957 | 14860.0875 | 11285.5572 | 9612.0425 | 8590.8182 | 7291.4941 | 8157.3532 | 8089.2746 | 7123.4231 | 5464.8249 | 7814.2005 | 5589.3728 | 4550.1619 | 4324.9723 | 4216.9516
NSW1 | Hydrogen Turbine | 0 | 0 | 0 | 0 | 0 | 0 | 0 | 0 | 0 | 0 | 0 | 0 | 0 | 0 | 0 | 0 | 0 | 0 | 0 | 0 | 0 | 0 | 0 | 0 | 0
NSW1 | Wind | 995.4447 | 1133.6027 | 1350.2556 | 1641.2273 | 1639.558 | 1576.6647 | 1476.563 | 1372.6223 | 1290.342 | 1278.5871 | 1550.48 | 1672.8928 | 1410.6825 | 1359.8945 | 1220.7703 | 1159.6492 | 1051.8497 | 913.4756 | 899.4917 | 847.9666 | 806.3155 | 671.1334 | 622.1799 | 547.3058 | 539.5306
NSW1 | Solar PV | 1187.9389 | 1239.7782 | 1063.8639 | 1240.1233 | 1262.2721 | 1158.7752 | 1098.0018 | 1004.5436 | 911.9868 | 908.3517 | 814.512 | 654.4257 | 635.7923 | 607.518 | 582.3577 | 685.0678 | 718.8811 | 782.9885 | 772.8776 | 736.8521 | 683.5247 | 631.0392 | 587.5655 | 502.1674 | 498.3935
NSW1 | Grid Battery | 27.798 | 217.8725 | 201.3415 | 684.3398 | 698.2148 | 634.5145 | 624.0247 | 566.5038 | 529.9283 | 541.4102 | 497.5551 | 429.7516 | 418.8662 | 391.689 | 368.8951 | 538.6424 | 496.3458 | 470.6283 | 465.7479 | 452.2698 | 411.2585 | 349.9871 | 332.3908 | 202.4325 | 216.109
NSW1 | PHES | 3201.5153 | 2974.4231 | 2828.6278 | 15271.8482 | 25161.3568 | 24949.1706 | 22863.1315 | 21549.2747 | 20416.7133 | 21879.8827 | 19851.0804 | 17936.3251 | 13791.9778 | 14223.9227 | 11111.4818 | 9733.9797 | 10278.847 | 8550.9528 | 8003.4735 | 7583.8158 | 8227.8915 | 5465.5664 | 4710.3102 | 5516.5034 | 5978.671
NSW1 | VPP | 11.2164 | 14.2242 | 17.8354 | 20.8378 | 23.5692 | 25.6937 | 28.2509 | 29.926 | 30.7681 | 32.6229 | 33.9928 | 34.2718 | 37.1925 | 39.0925 | 39.8697 | 42.4607 | 43.7707 | 44.2223 | 45.5854 | 46.2426 | 46.2857 | 47.2087 | 46.2572 | 45.7404 | 44.929
Total |  | 193424.5558 | 163027.1213 | 164420.6508 | 115553.7499 | 113086.9244 | 101221.3504 | 100780.0477 | 95687.1703 | 80445.9456 | 69137.2096 | 57308.2874 | 59618.9592 | 49284.4402 | 46613.0734 | 44912.1667 | 33499.954 | 33265.3444 | 33241.7732 | 27206.1107 | 25907.0519 | 29905.7086 | 25682.4311 | 23461.9336 | 25272.0532 | 25127.9088
Region | Technology | 2026-27 | 2027-28 | 2028-29 | 2029-30 | 2030-31 | 2031-32 | 2032-33 | 2033-34 | 2034-35 | 2035-36 | 2036-37 | 2037-38 | 2038-39 | 2039-40 | 2040-41 | 2041-42 | 2042-43 | 2043-44 | 2044-45 | 2045-46 | 2046-47 | 2047-48 | 2048-49 | 2049-50 | 2050-51
QLD1 | Black Coal | 187548.6802 | 179030.0135 | 172232.6599 | 49724.4825 | 54113.0289 | 48173.5981 | 46226.9377 | 41224.3736 | 32061.7317 | 30595.4294 | 27285.75 | 26720.6951 | 22406.2997 | 21560.9902 | 8038.8172 | 6643.4743 | 0.00019155 | 0.00015871 | 0.00012876 | 9.4678e-05 | 8.6256e-05 | 6.1635e-05 | 5.8749e-05 | 5.9428e-05 | 7.2224e-05
QLD1 | Brown Coal | 0 | 0 | 0 | 0 | 0 | 0 | 0 | 0 | 0 | 0 | 0 | 0 | 0 | 0 | 0 | 0 | 0 | 0 | 0 | 0 | 0 | 0 | 0 | 0 | 0
QLD1 | CCGT | 15973.3638 | 16050.1025 | 26525.5402 | 34616.1181 | 28033.884 | 24198.2505 | 26160.2967 | 32597.9558 | 22514.1882 | 19223.9859 | 16116.8074 | 17016.9967 | 15978.9141 | 12296.3752 | 12538.9872 | 10555.1093 | 10817.2481 | 9425.8305 | 6916.8247 | 4086.886 | 2176.849 | 1842.8824 | 1815.7119 | 1664.3468 | 3.1723e-05
QLD1 | Gas - Steam | 0 | 0 | 0 | 0 | 0 | 0 | 0 | 0 | 0 | 0 | 0 | 0 | 0 | 0 | 0 | 0 | 0 | 0 | 0 | 0 | 0 | 0 | 0 | 0 | 0
QLD1 | OCGT / Diesel | 75.1999 | 70.6771 | 523.1379 | 11868.1323 | 1638.1297 | 750.5427 | 3569.7705 | 2366.6648 | 4965.4116 | 4442.4057 | 5855.164 | 7478.5482 | 8809.6527 | 9117.0034 | 11798.697 | 7938.7273 | 9244.7527 | 8694.7865 | 6408.0516 | 7630.2617 | 5771.5176 | 4030.6358 | 4101.4799 | 1852.3332 | 572.1546
QLD1 | Hydro | 5282.6959 | 4728.8043 | 4663.9894 | 4329.395 | 4112.4341 | 3837.0112 | 3265.0466 | 3381.1481 | 3044.8425 | 2860.6988 | 2673.4735 | 850.1549 | 712.5136 | 623.7621 | 594.2536 | 576.0341 | 1.1118e-07 | 8.1029e-08 | 7.0482e-08 | 6.0997e-08 | 5.5642e-08 | 4.9486e-08 | 1.6287 | 4.8011e-08 | 9.5602e-08
QLD1 | Hydrogen Turbine | 0 | 0 | 0 | 0 | 0 | 0 | 0 | 0 | 0 | 0 | 0 | 0 | 0 | 0 | 0 | 0 | 0 | 0 | 0 | 0 | 0 | 0 | 0 | 0 | 0
QLD1 | Wind | 636.3672 | 613.6045 | 587.0307 | 1714.6579 | 1690.0278 | 1574.7409 | 1491.3469 | 1313.8138 | 1452.0546 | 1379.6334 | 1283.3711 | 1385.0711 | 1280.2186 | 1213.6778 | 1099.3644 | 1065.923 | 1023.9694 | 938.9901 | 881.5673 | 814.8799 | 840.121 | 768.0131 | 706.845 | 649.7546 | 631.9839
QLD1 | Solar PV | 584.6029 | 548.4421 | 516.2708 | 1048.5481 | 1137.3609 | 1122.5492 | 1019.7065 | 981.8029 | 1095.3309 | 1037.5048 | 962.1276 | 769.5759 | 790.0679 | 739.7463 | 908.9072 | 998.0656 | 1067.645 | 1065.6614 | 1002.9054 | 988.7225 | 934.5084 | 915.8006 | 856.1337 | 816.156 | 795.7083
QLD1 | Grid Battery | 14.0841 | 16.9683 | 182.4163 | 647.7363 | 614.3983 | 585.0896 | 551.8601 | 521.2898 | 490.4141 | 476.7866 | 447.2689 | 504.826 | 502.6885 | 531.3006 | 523.099 | 901.6994 | 877.0055 | 819.8364 | 806.4328 | 794.6346 | 831.6225 | 818.1505 | 844.1258 | 724.8478 | 722.6381
QLD1 | PHES | 5393.8755 | 5013.941 | 3979.6995 | 3937.3525 | 3552.8515 | 2967.1334 | 3386.9607 | 3119.6315 | 3069.1714 | 3282.8057 | 2799.5763 | 1893.959 | 1857.7935 | 1590.2528 | 1611.9849 | 1150.8495 | 1295.2821 | 1145.7369 | 982.2693 | 912.719 | 756.5533 | 694.8078 | 462.1128 | 552.4375 | 662.4371
QLD1 | VPP | 4.4826 | 5.842 | 7.8358 | 10.6434 | 12.8107 | 14.5103 | 16.2435 | 18.103 | 19.8222 | 21.6016 | 23.3824 | 24.8095 | 26.898 | 28.746 | 30.1977 | 31.8342 | 33.2326 | 34.4646 | 35.5068 | 36.1455 | 36.0994 | 36.7977 | 36.5603 | 36.5873 | 35.6228
Total |  | 215513.3521 | 206078.3952 | 209218.5806 | 107897.0661 | 94904.9259 | 83223.4258 | 85688.1693 | 85524.7834 | 68712.9672 | 63320.8519 | 57446.9212 | 56644.6365 | 52365.0467 | 47701.8545 | 37144.3083 | 29861.7166 | 24359.1356 | 22125.3066 | 17033.5581 | 15264.2495 | 11347.2713 | 9107.088 | 8824.5982 | 6296.4632 | 3420.5449
Region | Technology | 2026-27 | 2027-28 | 2028-29 | 2029-30 | 2030-31 | 2031-32 | 2032-33 | 2033-34 | 2034-35 | 2035-36 | 2036-37 | 2037-38 | 2038-39 | 2039-40 | 2040-41 | 2041-42 | 2042-43 | 2043-44 | 2044-45 | 2045-46 | 2046-47 | 2047-48 | 2048-49 | 2049-50 | 2050-51
VIC1 | Black Coal | 0 | 0 | 0 | 0 | 0 | 0 | 0 | 0 | 0 | 0 | 0 | 0 | 0 | 0 | 0 | 0 | 0 | 0 | 0 | 0 | 0 | 0 | 0 | 0 | 0
VIC1 | Brown Coal | 124513.874 | 112589.372 | 72215.6105 | 12497.2221 | 2748.4409 | 0.00024766 | 0.0002064 | 0.00023163 | 0.00010787 | 3.1156e-05 | 2.8e-05 | 2.6671e-05 | 1.5778e-05 | 1.118e-05 | 1.588e-05 | 1.5023e-05 | 1.3391e-05 | 1.2984e-05 | 1.1511e-05 | 8.2338e-06 | 8.334e-06 | 0 | 0 | 0 | 0
VIC1 | CCGT | 0 | 0 | 0 | 0 | 0 | 0 | 0 | 0 | 0 | 0 | 0 | 0 | 0 | 0 | 0 | 0 | 0 | 0 | 0 | 0 | 0 | 0 | 0 | 0 | 0
VIC1 | Gas - Steam | 120.1411 | 86.0162 | 909.535 | 562.4923 | 1346.298 | 969.5011 | 1648.8709 | 1669.2835 | 635.1508 | 416.5395 | 342.9689 | 351.3453 | 417.8756 | 0 | 0 | 0 | 0 | 0 | 0 | 0 | 0 | 0 | 0 | 0 | 0
VIC1 | OCGT / Diesel | 627.2527 | 293.9991 | 3876.4037 | 9658.6675 | 4883.2056 | 4019.3431 | 8370.8192 | 4961.8749 | 3893.2914 | 2720.6732 | 1985.4004 | 4000.4884 | 2709.5749 | 5438.4341 | 4844.6209 | 7333.0364 | 3167.7345 | 6163.7344 | 3708.8167 | 3877.1444 | 5631.7902 | 2899.3791 | 4604.9559 | 4605.075 | 7654.1274
VIC1 | Hydro | 25367.0933 | 19884.7844 | 27902.2854 | 21816.3937 | 17558.0399 | 16344.0227 | 14003.1425 | 16068.3451 | 15271.7192 | 13638.6878 | 10648.3393 | 15066.6212 | 11713.9869 | 9536.5107 | 8819.3407 | 7582.4905 | 8640.8832 | 8339.8082 | 7414.2277 | 5797.0244 | 8206.3613 | 6417.6126 | 5176.238 | 4829.717 | 4095.498
VIC1 | Hydrogen Turbine | 0 | 0 | 0 | 0 | 0 | 0 | 0 | 0 | 0 | 0 | 0 | 0 | 0 | 0 | 0 | 0 | 0 | 0 | 0 | 0 | 0 | 0 | 0 | 0 | 0
VIC1 | Wind | 1320.9176 | 1261.9103 | 1213.7942 | 1989.898 | 1792.0125 | 1863.1968 | 1650.2753 | 1691.8733 | 1799.131 | 1807.4307 | 1821.2576 | 1666.5166 | 1706.0451 | 1588.8505 | 1575.1765 | 1332.2503 | 1287.7602 | 1192.5975 | 1130.5092 | 1053.3981 | 931.0189 | 907.6894 | 803.4087 | 797.5937 | 670.5376
VIC1 | Solar PV | 237.9211 | 214.6894 | 200.0585 | 501.2468 | 523.1766 | 471.1316 | 449.3921 | 414.2531 | 446.9157 | 435.5007 | 407.3261 | 328.4171 | 315.264 | 280.2569 | 256.2546 | 241.4764 | 222.8273 | 215.6966 | 209.9698 | 202.2181 | 170.2837 | 162.4745 | 145.9339 | 123.829 | 116.6425
VIC1 | Grid Battery | 207.4462 | 204.1954 | 176.4621 | 509.2432 | 524.7046 | 477.8948 | 470.4411 | 437.5732 | 569.9118 | 570.0164 | 519.6499 | 457.7392 | 425.6459 | 397.9854 | 340.3556 | 334.3967 | 322.1235 | 295.4216 | 296.8503 | 296.7689 | 236.9684 | 221.3626 | 217.6411 | 138.7696 | 139.652
VIC1 | PHES | 0 | 0 | 9.1351e-07 | 1.5889e-06 | 1.6504e-06 | 1.5796e-06 | 1.4985e-06 | 1.3918e-06 | 2.1348e-06 | 2.0925e-06 | 2.0284e-06 | 1.9197e-06 | 1.8003e-06 | 1.7885e-06 | 1.6793e-06 | 1.9268e-06 | 1.7904e-06 | 1.8452e-06 | 1.8719e-06 | 1.741e-06 | 1.6149e-06 | 1.5132e-06 | 1.4334e-06 | 1.4292e-06 | 1.5945e-06
VIC1 | VPP | 5.4795 | 7.6573 | 8.7538 | 11.3912 | 14.1456 | 15.3217 | 17.6997 | 19.3043 | 18.2297 | 20.7343 | 20.9164 | 20.8614 | 21.9782 | 22.8433 | 21.3135 | 23.145 | 24.1276 | 24.7078 | 26.1514 | 27.8777 | 27.3791 | 27.121 | 28.0777 | 27.7569 | 29.3196
Total |  | 152400.1254 | 134542.6241 | 106502.9032 | 47546.5549 | 29390.0237 | 24160.412 | 26610.641 | 25262.5075 | 22634.3497 | 19609.5827 | 15745.8587 | 21891.9891 | 17310.3707 | 17264.8809 | 15857.0618 | 16846.7954 | 13665.4563 | 16231.966 | 12786.5251 | 11254.4316 | 15203.8016 | 10635.6392 | 10976.2552 | 10522.7412 | 12705.7772
Region | Technology | 2026-27 | 2027-28 | 2028-29 | 2029-30 | 2030-31 | 2031-32 | 2032-33 | 2033-34 | 2034-35 | 2035-36 | 2036-37 | 2037-38 | 2038-39 | 2039-40 | 2040-41 | 2041-42 | 2042-43 | 2043-44 | 2044-45 | 2045-46 | 2046-47 | 2047-48 | 2048-49 | 2049-50 | 2050-51
SA1 | Black Coal | 0 | 0 | 0 | 0 | 0 | 0 | 0 | 0 | 0 | 0 | 0 | 0 | 0 | 0 | 0 | 0 | 0 | 0 | 0 | 0 | 0 | 0 | 0 | 0 | 0
SA1 | Brown Coal | 0 | 0 | 0 | 0 | 0 | 0 | 0 | 0 | 0 | 0 | 0 | 0 | 0 | 0 | 0 | 0 | 0 | 0 | 0 | 0 | 0 | 0 | 0 | 0 | 0
SA1 | CCGT | 8574.7655 | 10269.0634 | 14889.355 | 11165.956 | 12157.552 | 9677.228 | 10845.466 | 10878.397 | 8386.0045 | 6375.202 | 5860.9115 | 1.8064e-05 | 1.6831e-05 | 1.551e-05 | 1.4382e-05 | 1.3263e-05 | 1.2654e-05 | 1.1608e-05 | 1.0464e-05 | 9.8573e-06 | 9.4103e-06 | 8.8735e-06 | 8.204e-06 | 7.6311e-06 | 1.5312e-05
SA1 | Gas - Steam | 0 | 0 | 0 | 0 | 0 | 0 | 0 | 0 | 0 | 0 | 0 | 0 | 0 | 0 | 0 | 0 | 0 | 0 | 0 | 0 | 0 | 0 | 0 | 0 | 0
SA1 | OCGT / Diesel | 2741.9493 | 1654.7491 | 12720.0875 | 12247.1569 | 8278.4885 | 7685.7094 | 8778.9411 | 9571.2907 | 6975.3545 | 4168.7866 | 3420.865 | 4711.5636 | 5068.4555 | 4935.9212 | 4689.5594 | 3967.2044 | 3352.6112 | 3624.8397 | 1235.8401 | 1363.1124 | 1300.3461 | 1133.7802 | 1402.3587 | 1343.7184 | 1582.011
SA1 | Hydro | 0 | 0 | 0 | 0 | 0 | 0 | 0 | 0 | 0 | 0 | 0 | 0 | 0 | 0 | 0 | 0 | 0 | 0 | 0 | 0 | 0 | 0 | 0 | 0 | 0
SA1 | Hydrogen Turbine | 0 | 0 | 0 | 0 | 0 | 0 | 0 | 0 | 0 | 0 | 0 | 0 | 0 | 0 | 0 | 0 | 0 | 0 | 0 | 0 | 0 | 0 | 0 | 0 | 0
SA1 | Wind | 696.1174 | 708.2852 | 648.5775 | 881.1717 | 817.8541 | 786.4519 | 671.4219 | 615.1966 | 551.2683 | 569.1931 | 505.1356 | 450.0022 | 435.6144 | 397.8137 | 387.3047 | 328.798 | 321.2188 | 264.9751 | 280.6876 | 245.0787 | 270.3501 | 250.8105 | 231.3713 | 226.1422 | 197.8343
SA1 | Solar PV | 141.1636 | 158.5309 | 137.9508 | 260.9795 | 239.0145 | 227.4116 | 205.1075 | 184.3394 | 184.1434 | 175.4434 | 169.5214 | 217.6493 | 203.8555 | 196.8605 | 191.0579 | 255.4593 | 228.9988 | 284.7288 | 270.3616 | 263.2838 | 214.4987 | 191.7332 | 169.6287 | 153.7893 | 149.7279
SA1 | Grid Battery | 31.0709 | 30.1415 | 119.9176 | 193.1671 | 194.0131 | 171.057 | 170.9664 | 158.9772 | 143.0408 | 139.7166 | 133.6108 | 162.8903 | 152.9886 | 197.915 | 173.7401 | 293.5786 | 269.1258 | 265.0826 | 249.5337 | 252.0106 | 214.6018 | 196.8771 | 165.7231 | 135.1781 | 163.3356
SA1 | PHES | 0 | 0 | 4.0149e-07 | 5.8e-07 | 6.0925e-07 | 5.8351e-07 | 6.1152e-07 | 5.762e-07 | 5.5315e-07 | 5.812e-07 | 5.9068e-07 | 6.8478e-07 | 6.4426e-07 | 6.5544e-07 | 6.1968e-07 | 6.7358e-07 | 6.2572e-07 | 6.7079e-07 | 7.2433e-07 | 6.8618e-07 | 6.5989e-07 | 6.1624e-07 | 6.0188e-07 | 6.5127e-07 | 6.7017e-07
SA1 | VPP | 8.0549 | 9.1113 | 9.7764 | 9.2312 | 10.0059 | 10.6754 | 11.4486 | 12.0555 | 11.9698 | 12.6961 | 13.336 | 13.4543 | 14.1492 | 14.4799 | 14.106 | 14.9859 | 15.2922 | 15.2582 | 15.6885 | 16.0005 | 15.9267 | 15.7264 | 15.4438 | 14.7268 | 14.463
Total |  | 12193.1215 | 12829.8815 | 28525.6648 | 24757.6625 | 21696.9282 | 18558.5333 | 20683.3514 | 21420.2565 | 16251.7813 | 11441.0378 | 10103.3804 | 5555.5597 | 5875.0632 | 5742.9903 | 5455.7681 | 4860.0262 | 4187.2468 | 4454.8845 | 2052.1116 | 2139.486 | 2015.7234 | 1788.9275 | 1984.5256 | 1873.5547 | 2107.3717
Region | Technology | 2026-27 | 2027-28 | 2028-29 | 2029-30 | 2030-31 | 2031-32 | 2032-33 | 2033-34 | 2034-35 | 2035-36 | 2036-37 | 2037-38 | 2038-39 | 2039-40 | 2040-41 | 2041-42 | 2042-43 | 2043-44 | 2044-45 | 2045-46 | 2046-47 | 2047-48 | 2048-49 | 2049-50 | 2050-51
TAS1 | Black Coal | 0 | 0 | 0 | 0 | 0 | 0 | 0 | 0 | 0 | 0 | 0 | 0 | 0 | 0 | 0 | 0 | 0 | 0 | 0 | 0 | 0 | 0 | 0 | 0 | 0
TAS1 | Brown Coal | 0 | 0 | 0 | 0 | 0 | 0 | 0 | 0 | 0 | 0 | 0 | 0 | 0 | 0 | 0 | 0 | 0 | 0 | 0 | 0 | 0 | 0 | 0 | 0 | 0
TAS1 | CCGT | 3.8722e-06 | 3.6218e-06 | 3.3988e-06 | 2.6305e-06 | 7.7947e-06 | 7.0934e-06 | 8.5672e-06 | 7.9645e-06 | 7.2226e-06 | 6.7399e-06 | 6.2042e-06 | 6.8143e-06 | 6.3292e-06 | 5.9389e-06 | 5.5188e-06 | 5.73e-06 | 5.3847e-06 | 5.1232e-06 | 4.9638e-06 | 4.6442e-06 | 4.6183e-06 | 4.3019e-06 | 4.7482e-06 | 4.5531e-06 | 7.1819e-06
TAS1 | Gas - Steam | 0 | 0 | 0 | 0 | 0 | 0 | 0 | 0 | 0 | 0 | 0 | 0 | 0 | 0 | 0 | 0 | 0 | 0 | 0 | 0 | 0 | 0 | 0 | 0 | 0
TAS1 | OCGT / Diesel | 1.6773e-05 | 1.5944e-05 | 1.657e-05 | 12.996 | 105.0628 | 23.8298 | 135.7967 | 76.7204 | 455.2814 | 275.7231 | 135.818 | 266.4879 | 122.7986 | 355.3499 | 131.3774 | 87.599 | 38.4507 | 43.9989 | 44.8717 | 13.4647 | 50.0428 | 32.5176 | 93.7529 | 92.4414 | 1.8116e-05
TAS1 | Hydro | 68629.7253 | 58485.0032 | 59188.1791 | 61092.5933 | 54532.5278 | 51212.9997 | 45613.0682 | 45806.6844 | 45048.6327 | 39535.278 | 32474.4791 | 34394.9489 | 30016.5134 | 26120.838 | 23345.5231 | 21263.104 | 21414.3939 | 20511.6202 | 17897.8807 | 17194.171 | 17664.96 | 15631.0424 | 14179.7463 | 12783.8228 | 13122.944
TAS1 | Hydrogen Turbine | 0 | 0 | 0 | 0 | 0 | 0 | 0 | 0 | 0 | 0 | 0 | 0 | 0 | 0 | 0 | 0 | 0 | 0 | 0 | 0 | 0 | 0 | 0 | 0 | 0
TAS1 | Wind | 290.174 | 388.882 | 371.2275 | 491.8637 | 458.9015 | 494.1139 | 482.2254 | 467.7633 | 476.8475 | 478.5946 | 496.1194 | 454.6755 | 443.5384 | 387.9944 | 381.1699 | 345.5216 | 315.3964 | 309.341 | 282.1722 | 284.4162 | 247.1725 | 233.9549 | 196.4638 | 197.1874 | 167.7744
TAS1 | Solar PV | 2.128e-07 | 2.4909e-07 | 1.9546e-07 | 2.3682e-07 | 2.226e-07 | 2.0678e-07 | 2.6332e-07 | 2.6986e-07 | 2.3088e-07 | 2.2484e-07 | 2.3048e-07 | 2.5184e-07 | 2.401e-07 | 4.3051e-07 | 3.7737e-07 | 4.448e-07 | 4.6941e-07 | 4.4792e-07 | 4.2813e-07 | 4.0061e-07 | 3.7307e-07 | 3.5745e-07 | 4.3428e-07 | 3.7533e-07 | 3.6148e-07
TAS1 | Grid Battery | 3.6952e-06 | 5.8039e-06 | 5.552e-06 | 5.2183e-06 | 0.085123 | 0.1845 | 0.32337 | 0.4559 | 0.60436 | 0.89172 | 1.142 | 1.3104 | 1.5964 | 1.8079 | 1.958 | 2.2656 | 2.5805 | 2.5364 | 2.8582 | 3.1186 | 3.1929 | 3.2374 | 3.2805 | 3.5097 | 3.825
TAS1 | PHES | 0 | 0 | 2.152e-06 | 2.444e-06 | 3.3221e-06 | 3.2412e-06 | 37.3955 | 57.7098 | 60.4552 | 99.1801 | 110.8493 | 115.2037 | 105.3993 | 97.3249 | 88.3348 | 80.3214 | 81.2102 | 74.1993 | 68.0808 | 66.6286 | 57.2941 | 50.4649 | 44.6327 | 46.4696 | 47.5768
TAS1 | VPP | 0.17257 | 0.2885 | 0.35696 | 0.57462 | 0.872 | 0.95324 | 1.0838 | 1.1525 | 1.234 | 1.341 | 1.427 | 1.411 | 1.5168 | 1.5652 | 1.585 | 1.6528 | 1.7602 | 1.6311 | 1.7189 | 1.7939 | 1.7877 | 1.7029 | 1.6829 | 1.7038 | 1.7995
Total |  | 68920.0719 | 58874.1738 | 59559.7636 | 61598.0275 | 55097.4493 | 51732.0812 | 46269.893 | 46410.4863 | 46043.0551 | 40391.0086 | 33219.835 | 35234.0375 | 30691.3629 | 26964.8803 | 23949.9483 | 21780.4644 | 21853.792 | 20943.3269 | 18297.5824 | 17563.593 | 18024.45 | 15952.9201 | 14519.5591 | 13125.1347 | 13343.9195
Explicitly modelled load
Region | Technology | 2026-27 | 2027-28 | 2028-29 | 2029-30 | 2030-31 | 2031-32 | 2032-33 | 2033-34 | 2034-35 | 2035-36 | 2036-37 | 2037-38 | 2038-39 | 2039-40 | 2040-41 | 2041-42 | 2042-43 | 2043-44 | 2044-45 | 2045-46 | 2046-47 | 2047-48 | 2048-49 | 2049-50 | 2050-51
NEM | Grid Battery Pump | 129.3461 | 126.8962 | 113.0034 | 100.5502 | 108.7343 | 112.3093 | 123.6154 | 130.6582 | 133.7232 | 154.0969 | 164.834 | 172.6663 | 190.0582 | 202.919 | 207.6356 | 225.4567 | 239.3727 | 246.9127 | 262.7357 | 280.1787 | 283.4502 | 295.5548 | 301.5129 | 305.9926 | 310.4762
NEM | PHES Pump | 25258.1027 | 23491.1109 | 22954.1128 | 35608.8024 | 47347.8365 | 45516.1214 | 42245.5139 | 39437.1868 | 37277.811 | 40082.1062 | 37266.7836 | 31171.1005 | 25216.1144 | 23844.0666 | 21143.6677 | 17060.8674 | 18972.4731 | 15155.4312 | 14760.6779 | 14067.2839 | 14041.9176 | 9962.3954 | 8338.4849 | 9588.0585 | 10627.3701
NEM | VPP Pump | 34.5421 | 43.731 | 52.5067 | 61.8512 | 72.2941 | 79.0281 | 87.9208 | 94.701 | 96.6206 | 104.6364 | 109.4484 | 111.7354 | 119.7493 | 125.3315 | 126.2967 | 133.9672 | 139.1981 | 141.4202 | 146.6229 | 150.998 | 149.6764 | 151.4512 | 150.4424 | 148.9391 | 148.246
Region | Technology | 2026-27 | 2027-28 | 2028-29 | 2029-30 | 2030-31 | 2031-32 | 2032-33 | 2033-34 | 2034-35 | 2035-36 | 2036-37 | 2037-38 | 2038-39 | 2039-40 | 2040-41 | 2041-42 | 2042-43 | 2043-44 | 2044-45 | 2045-46 | 2046-47 | 2047-48 | 2048-49 | 2049-50 | 2050-51
NSW1 | Grid Battery Pump | 32.6426 | 30.8363 | 29.1113 | 25.6958 | 27.8138 | 30.3112 | 34.2285 | 37.6842 | 42.145 | 49.255 | 53.4404 | 56.9432 | 64.8196 | 70.1809 | 74.4629 | 82.1159 | 86.7438 | 91.0289 | 96.7051 | 101.9702 | 104.5001 | 109.8521 | 110.6354 | 112.8813 | 113.4516
NSW1 | PHES Pump | 17563.0597 | 16323.8164 | 17251.8903 | 30003.9104 | 43301.6036 | 42243.1882 | 38324.9794 | 35843.3112 | 33761.9965 | 36224.6957 | 34055.3041 | 29090.7869 | 23198.0976 | 22172.067 | 19416.9582 | 15898.1243 | 17591.1483 | 13980.838 | 13766.9175 | 13159.7456 | 13270.9734 | 9267.9362 | 7904.9157 | 9040.8001 | 9965.346
NSW1 | VPP Pump | 13.1759 | 16.7383 | 21.034 | 24.4653 | 27.7759 | 30.1871 | 33.2382 | 35.2098 | 36.2695 | 38.3148 | 39.9946 | 40.4362 | 43.7495 | 45.8927 | 47.0416 | 49.8276 | 51.4997 | 52.0309 | 53.634 | 54.5597 | 54.3077 | 55.5948 | 54.3835 | 53.8069 | 52.8616
Region | Technology | 2026-27 | 2027-28 | 2028-29 | 2029-30 | 2030-31 | 2031-32 | 2032-33 | 2033-34 | 2034-35 | 2035-36 | 2036-37 | 2037-38 | 2038-39 | 2039-40 | 2040-41 | 2041-42 | 2042-43 | 2043-44 | 2044-45 | 2045-46 | 2046-47 | 2047-48 | 2048-49 | 2049-50 | 2050-51
QLD1 | Grid Battery Pump | 16.5866 | 15.1885 | 14.4998 | 12.922 | 14.7591 | 17.0566 | 19.7845 | 22.9503 | 26.2926 | 30.8907 | 35.4012 | 39.5218 | 44.5975 | 48.7327 | 53.2368 | 58.2788 | 62.7168 | 66.1968 | 69.9364 | 73.3247 | 75.1675 | 79.1496 | 80.7019 | 82.9286 | 81.9958
QLD1 | PHES Pump | 7695.043 | 7167.2945 | 5702.2225 | 5604.892 | 4046.2328 | 3272.9332 | 3920.5345 | 3593.8755 | 3515.8145 | 3857.4105 | 3211.4795 | 2080.3136 | 2018.0168 | 1671.9995 | 1726.7095 | 1162.7431 | 1381.3248 | 1174.5931 | 993.7605 | 907.5383 | 770.9442 | 694.4592 | 433.5691 | 547.2584 | 662.0241
QLD1 | VPP Pump | 5.2665 | 6.8736 | 9.2422 | 12.4997 | 15.0729 | 17.1095 | 19.0747 | 21.3013 | 23.3212 | 25.4588 | 27.4676 | 29.2683 | 31.5803 | 33.8109 | 35.5651 | 37.4791 | 39.1027 | 40.5434 | 41.7805 | 42.5299 | 42.4841 | 43.2647 | 43.0449 | 43.0504 | 41.8439
Region | Technology | 2026-27 | 2027-28 | 2028-29 | 2029-30 | 2030-31 | 2031-32 | 2032-33 | 2033-34 | 2034-35 | 2035-36 | 2036-37 | 2037-38 | 2038-39 | 2039-40 | 2040-41 | 2041-42 | 2042-43 | 2043-44 | 2044-45 | 2045-46 | 2046-47 | 2047-48 | 2048-49 | 2049-50 | 2050-51
VIC1 | Grid Battery Pump | 60.8003 | 62.8259 | 53.1011 | 47.342 | 51.5035 | 50.387 | 54.3371 | 54.2708 | 50.6096 | 57.7703 | 58.1947 | 57.4646 | 60.3609 | 62.7145 | 58.3693 | 61.5037 | 64.8316 | 66.8943 | 71.641 | 78.4676 | 76.6831 | 78.458 | 82.4795 | 82.2834 | 86.6365
VIC1 | PHES Pump | 0 | 0 | 0 | 0 | 0 | 0 | 0 | 0 | 0 | 0 | 0 | 0 | 0 | 0 | 0 | 0 | 0 | 0 | 0 | 0 | 0 | 0 | 0 | 0 | 0
VIC1 | VPP Pump | 6.4365 | 9.0329 | 10.3057 | 13.374 | 16.6441 | 18.0559 | 20.8381 | 22.6732 | 21.4918 | 24.3515 | 24.6111 | 24.5459 | 25.9432 | 26.7942 | 25.1747 | 27.1366 | 28.4944 | 28.9776 | 30.7598 | 32.9154 | 32.1008 | 32.0274 | 32.9205 | 32.7151 | 34.4414
Region | Technology | 2026-27 | 2027-28 | 2028-29 | 2029-30 | 2030-31 | 2031-32 | 2032-33 | 2033-34 | 2034-35 | 2035-36 | 2036-37 | 2037-38 | 2038-39 | 2039-40 | 2040-41 | 2041-42 | 2042-43 | 2043-44 | 2044-45 | 2045-46 | 2046-47 | 2047-48 | 2048-49 | 2049-50 | 2050-51
SA1 | Grid Battery Pump | 19.3166 | 18.0455 | 16.2911 | 14.5904 | 14.5576 | 14.3374 | 14.8848 | 15.2164 | 13.9625 | 15.1341 | 16.4526 | 17.1963 | 18.4019 | 19.1637 | 19.2536 | 20.9015 | 22.033 | 19.8073 | 21.1027 | 22.7323 | 23.3572 | 24.271 | 23.851 | 23.7542 | 23.9072
SA1 | PHES Pump | 0 | 0 | 0 | 0 | 0 | 0 | 0 | 0 | 0 | 0 | 0 | 0 | 0 | 0 | 0 | 0 | 0 | 0 | 0 | 0 | 0 | 0 | 0 | 0 | 0
SA1 | VPP Pump | 9.4606 | 10.7456 | 11.5061 | 10.836 | 11.7752 | 12.554 | 13.4946 | 14.1607 | 14.0817 | 14.9378 | 15.691 | 15.8299 | 16.6916 | 16.9921 | 16.6439 | 17.5855 | 18.0233 | 17.9489 | 18.4334 | 18.8746 | 18.688 | 18.5534 | 18.1206 | 17.3551 | 16.9887
Region | Technology | 2026-27 | 2027-28 | 2028-29 | 2029-30 | 2030-31 | 2031-32 | 2032-33 | 2033-34 | 2034-35 | 2035-36 | 2036-37 | 2037-38 | 2038-39 | 2039-40 | 2040-41 | 2041-42 | 2042-43 | 2043-44 | 2044-45 | 2045-46 | 2046-47 | 2047-48 | 2048-49 | 2049-50 | 2050-51
TAS1 | Grid Battery Pump | 0 | 0 | 0 | 0 | 0.10015 | 0.21709 | 0.38047 | 0.53642 | 0.71347 | 1.0468 | 1.3452 | 1.5404 | 1.8784 | 2.1272 | 2.313 | 2.6567 | 3.0477 | 2.9854 | 3.3504 | 3.6839 | 3.7423 | 3.8241 | 3.8451 | 4.145 | 4.4851
TAS1 | PHES Pump | 0 | 0 | 0 | 0 | 0 | 0 | 0 | 0 | 0 | 0 | 0 | 0 | 0 | 0 | 0 | 0 | 0 | 0 | 0 | 0 | 0 | 0 | 0 | 0 | 0
TAS1 | VPP Pump | 0.20258 | 0.34074 | 0.41871 | 0.67616 | 1.026 | 1.1216 | 1.2752 | 1.3559 | 1.4563 | 1.5735 | 1.684 | 1.6552 | 1.7847 | 1.8416 | 1.8713 | 1.9384 | 2.0781 | 1.9194 | 2.0152 | 2.1183 | 2.0958 | 2.0109 | 1.9729 | 2.0117 | 2.1103

## ML2_FOM Cost
FOM cost by technology ($000s) - ML2, Step Change Scenario
FOM | Real June 2024 dollars discounted to 1 July 2025. For new entrant capacity, the FOM is incurred annually in modelling. For existing capacity that retires early as part of the least-cost solution, the associated FOM savings are presented as a negative cost that continues until the assumed fixed date retirement. For existing, committed and anticipated generators that do not retire early, FOM costs are not included since there will be no difference in these costs between the Base Case and option case.
Explicitly modelled generation
Region | Technology | 2026-27 | 2027-28 | 2028-29 | 2029-30 | 2030-31 | 2031-32 | 2032-33 | 2033-34 | 2034-35 | 2035-36 | 2036-37 | 2037-38 | 2038-39 | 2039-40 | 2040-41 | 2041-42 | 2042-43 | 2043-44 | 2044-45 | 2045-46 | 2046-47 | 2047-48 | 2048-49 | 2049-50 | 2050-51
NEM | Black Coal | 0 | 0 | -46126.0989 | -417688.51 | -390363.0934 | -337233.1443 | -314280.9095 | -170869.5281 | -169362.3947 | -114260.5381 | -86183.8809 | -49377.405 | -67022.3244 | -62803.4753 | -67327.7384 | -62923.12 | -60897.8258 | -50456.4554 | -40864.0734 | -32435.3082 | -24934.4803 | -23364.9315 | -21774.7041 | -20350.1907 | -19018.8699
NEM | Brown Coal | 0 | -42310.6611 | -39430.9867 | -339664.5017 | -367937.9467 | -358968.5345 | -334536.9796 | -312651.3827 | -292197.5544 | -93829.6475 | -87443.5608 | -81722.954 | -76376.5925 | -71568.9211 | -66697.9091 | -62334.4945 | -58256.5369 | -54589.4672 | -50874.0843 | -47545.8732 | -44435.3955 | 0 | 0 | 0 | 0
NEM | CCGT | 1.3464e-05 | 1.2616e-05 | 1.1758e-05 | 1.0989e-05 | 2.3132e-05 | 2.1676e-05 | 3.14e-05 | 3.0228e-05 | 2.8251e-05 | 2.6473e-05 | 2.4671e-05 | 4.0265e-05 | 3.7631e-05 | 3.5262e-05 | 3.2862e-05 | 3.0713e-05 | 2.8703e-05 | 2.6897e-05 | 2.5066e-05 | 2.3426e-05 | 2.9505e-05 | 2.7647e-05 | 2.905e-05 | 2.715e-05 | 4.5472e-05
NEM | Gas - Steam | 0 | 0 | 0 | 0 | 0 | 0 | 0 | 0 | 0 | 0 | 0 | 0 | 0 | 0 | 0 | 0 | 0 | 0 | 0 | 0 | 0 | 0 | 0 | 0 | 0
NEM | OCGT / Diesel | 4.5279e-05 | 4.2429e-05 | 4.3437e-05 | 4.2186e-05 | 4.0464e-05 | 3.7917e-05 | 4.6061e-05 | 4.3047e-05 | 4.0231e-05 | 3.7699e-05 | 3.5133e-05 | 7113.3826 | 6648.0211 | 6303.7128 | 5874.6794 | 10613.2334 | 9918.9097 | 18231.6067 | 19428.6082 | 18157.5778 | 20237.9609 | 18964.0436 | 20884.5335 | 19518.2556 | 22675.7802
NEM | Hydro | 0 | 0 | 0 | 0 | 0 | 0 | 0 | 0 | 0 | 0 | 0 | 0 | 0 | 0 | 0 | 0 | 0 | 0 | 0 | 0 | 0 | 0 | 0 | 0 | 0
NEM | Hydrogen Turbine | 0 | 0 | 0 | 0 | 0 | 0 | 0 | 0 | 0 | 0 | 0 | 0 | 0 | 0 | 0 | 0 | 0 | 0 | 0 | 0 | 0 | 0 | 0 | 0 | 0
NEM | Wind | 17338.8891 | 48005.1793 | 161598.8672 | 601694.035 | 564876.5328 | 531704.7113 | 565803.9371 | 594105.4111 | 701757.657 | 694237.964 | 767644.7316 | 839745.7053 | 857996.901 | 871868.0913 | 814096.7205 | 760838.0563 | 723910.213 | 678724.3103 | 639905.6543 | 599849.4002 | 578137.6351 | 545466.7076 | 508342.0058 | 475085.9866 | 444005.5949
NEM | Solar PV | 21094.3748 | 27413.0557 | 25547.3113 | 95836.9443 | 89567.2376 | 83929.2557 | 78216.994 | 75829.5871 | 91230.3033 | 85487.6365 | 79669.3107 | 81950.8498 | 76589.5793 | 71768.501 | 85611.3472 | 101718.0567 | 116700.567 | 142072.0005 | 134946.2031 | 127706.9635 | 147726.1244 | 140321.581 | 134940.0349 | 126241.1231 | 117982.358
NEM | Grid Battery | 13230.3297 | 25944.3072 | 42671.4923 | 155383.1967 | 145217.9408 | 136076.9184 | 126815.4641 | 118519.1253 | 132011.7193 | 123701.9878 | 115282.7767 | 119089.969 | 111299.0364 | 115113.5553 | 107278.8766 | 158024.0199 | 147685.9998 | 139313.2527 | 133183.8199 | 125379.5833 | 129148.7603 | 121019.2435 | 126955.8159 | 118650.2956 | 114760.2297
NEM | PHES | 0 | 0 | 0.001013 | 0.001785 | 0.0018011 | 0.0016878 | 6732.1508 | 10231.4751 | 9594.5272 | 15892.1242 | 17406.7119 | 20528.1095 | 19185.1491 | 17977.5031 | 16753.9464 | 15657.8958 | 14633.5475 | 13712.4109 | 12779.1384 | 11943.12 | 11161.7947 | 10459.1941 | 9747.3369 | 9109.6606 | 8513.7016
NEM | VPP | 0 | 0 | 0 | 0 | 0 | 0 | 0 | 0 | 0 | 0 | 0 | 0 | 0 | 0 | 0 | 0 | 0 | 0 | 0 | 0 | 0 | 0 | 0 | 0 | 0
Total |  | 51663.5937 | 59051.8812 | 144260.5862 | 95561.1661 | 41360.673 | 55509.2084 | 128750.657 | 315164.6878 | 473034.2578 | 711229.527 | 806376.0892 | 937327.6573 | 928319.77 | 948658.9671 | 895589.9225 | 921593.6476 | 893694.8743 | 887007.6585 | 848505.2663 | 803055.4634 | 817042.3997 | 812865.8382 | 779095.023 | 728255.1308 | 688918.7945
Region | Technology | 2026-27 | 2027-28 | 2028-29 | 2029-30 | 2030-31 | 2031-32 | 2032-33 | 2033-34 | 2034-35 | 2035-36 | 2036-37 | 2037-38 | 2038-39 | 2039-40 | 2040-41 | 2041-42 | 2042-43 | 2043-44 | 2044-45 | 2045-46 | 2046-47 | 2047-48 | 2048-49 | 2049-50 | 2050-51
NSW1 | Black Coal | 0 | 0 | -22296.1174 | -161062.3854 | -150525.5938 | -141050.4709 | -131450.5144 | -1.5029e-05 | -0.00012762 | -7837.1442 | -7303.7447 | -6825.9296 | -23506.3269 | -22026.676 | 0 | 0 | 0 | 0 | 0 | 0 | 0 | 0 | 0 | 0 | 0
NSW1 | Brown Coal | 0 | 0 | 0 | 0 | 0 | 0 | 0 | 0 | 0 | 0 | 0 | 0 | 0 | 0 | 0 | 0 | 0 | 0 | 0 | 0 | 0 | 0 | 0 | 0 | 0
NSW1 | CCGT | 3.8024e-06 | 3.563e-06 | 3.3205e-06 | 3.1033e-06 | 6.6073e-06 | 6.1914e-06 | 9.6037e-06 | 8.9755e-06 | 8.3883e-06 | 7.8603e-06 | 7.3253e-06 | 9.4319e-06 | 8.8149e-06 | 8.26e-06 | 7.6978e-06 | 7.1942e-06 | 6.7236e-06 | 6.3003e-06 | 5.8715e-06 | 5.4874e-06 | 5.7281e-06 | 5.3675e-06 | 5.0022e-06 | 4.6749e-06 | 9.6171e-06
NSW1 | Gas - Steam | 0 | 0 | 0 | 0 | 0 | 0 | 0 | 0 | 0 | 0 | 0 | 0 | 0 | 0 | 0 | 0 | 0 | 0 | 0 | 0 | 0 | 0 | 0 | 0 | 0
NSW1 | OCGT / Diesel | 9.4252e-06 | 8.8319e-06 | 8.2308e-06 | 9.2828e-06 | 8.6755e-06 | 8.1294e-06 | 1.216e-05 | 1.1365e-05 | 1.0621e-05 | 9.9527e-06 | 9.2753e-06 | 6465.3117 | 6042.3474 | 5699.6802 | 5311.7575 | 4964.2593 | 4639.4947 | 11405.5002 | 12928.8644 | 12083.0508 | 11292.5708 | 10581.7383 | 9861.5405 | 9216.393 | 10038.5682
NSW1 | Hydro | 0 | 0 | 0 | 0 | 0 | 0 | 0 | 0 | 0 | 0 | 0 | 0 | 0 | 0 | 0 | 0 | 0 | 0 | 0 | 0 | 0 | 0 | 0 | 0 | 0
NSW1 | Hydrogen Turbine | 0 | 0 | 0 | 0 | 0 | 0 | 0 | 0 | 0 | 0 | 0 | 0 | 0 | 0 | 0 | 0 | 0 | 0 | 0 | 0 | 0 | 0 | 0 | 0 | 0
NSW1 | Wind | 9436.098 | 33194.5102 | 71364.4022 | 115354.342 | 107807.7963 | 101021.6273 | 94146.0513 | 87986.9638 | 82230.8073 | 77054.631 | 113084.9228 | 132573.1776 | 123900.166 | 116389.6734 | 109268.5881 | 102120.1758 | 95439.4166 | 89431.7991 | 85599.7469 | 80019.563 | 75920.488 | 71141.5269 | 66299.6036 | 61962.2464 | 57908.6415
NSW1 | Solar PV | 21094.3747 | 27413.0556 | 25547.3111 | 27601.9739 | 25796.2372 | 24172.4435 | 22527.2565 | 21053.5107 | 19676.1782 | 18437.6234 | 17182.7507 | 16058.6455 | 15008.0799 | 14063.3675 | 15975.2275 | 23421.1181 | 30739.5135 | 43746.2589 | 40798.9795 | 38129.8874 | 44406.7886 | 42939.1703 | 40016.7117 | 37398.796 | 34952.1457
NSW1 | Grid Battery | 0.00016954 | 13229.2454 | 12328.8572 | 53178.911 | 49699.9168 | 46571.46 | 43401.7862 | 40562.417 | 37908.8009 | 35522.5586 | 33104.8777 | 30939.1381 | 28915.0823 | 27094.967 | 25250.8717 | 38496.745 | 35978.2663 | 33713.5452 | 31418.9866 | 29363.5389 | 27442.5598 | 25715.1352 | 24087.9988 | 22512.1484 | 22097.5032
NSW1 | PHES | 0 | 0 | 0.00026521 | 0.00058325 | 0.0005451 | 0.00051079 | 0.00047602 | 0.00044488 | 0.00041577 | 0.0003896 | 0.00036701 | 0.00054258 | 0.00050708 | 0.00051128 | 0.00047648 | 0.00052054 | 0.00048649 | 0.00056577 | 0.00057483 | 0.00053722 | 0.00054803 | 0.00051353 | 0.00049631 | 0.00046838 | 0.00045472
NSW1 | VPP | 0 | 0 | 0 | 0 | 0 | 0 | 0 | 0 | 0 | 0 | 0 | 0 | 0 | 0 | 0 | 0 | 0 | 0 | 0 | 0 | 0 | 0 | 0 | 0 | 0
Total |  | 30530.4728 | 73836.8111 | 86944.4534 | 35072.8422 | 32778.3571 | 30715.0604 | 28624.5801 | 149602.8919 | 139815.7867 | 123177.6692 | 156068.8068 | 179210.3438 | 150359.3491 | 141221.0125 | 155806.4454 | 169002.2987 | 166796.6917 | 178297.104 | 170746.578 | 159596.0407 | 159062.4078 | 150377.5712 | 140265.8551 | 131089.5842 | 124996.859
Region | Technology | 2026-27 | 2027-28 | 2028-29 | 2029-30 | 2030-31 | 2031-32 | 2032-33 | 2033-34 | 2034-35 | 2035-36 | 2036-37 | 2037-38 | 2038-39 | 2039-40 | 2040-41 | 2041-42 | 2042-43 | 2043-44 | 2044-45 | 2045-46 | 2046-47 | 2047-48 | 2048-49 | 2049-50 | 2050-51
QLD1 | Black Coal | 0 | 0 | -23829.9815 | -256626.1246 | -239837.4996 | -196182.6734 | -182830.3951 | -170869.5281 | -169362.3946 | -106423.3939 | -78880.1362 | -42551.4753 | -43515.9975 | -40776.7993 | -67327.7384 | -62923.12 | -60897.8258 | -50456.4554 | -40864.0734 | -32435.3082 | -24934.4803 | -23364.9315 | -21774.7041 | -20350.1907 | -19018.8699
QLD1 | Brown Coal | 0 | 0 | 0 | 0 | 0 | 0 | 0 | 0 | 0 | 0 | 0 | 0 | 0 | 0 | 0 | 0 | 0 | 0 | 0 | 0 | 0 | 0 | 0 | 0 | 0
QLD1 | CCGT | 3.7505e-06 | 3.5144e-06 | 3.2752e-06 | 3.0609e-06 | 5.0808e-06 | 4.7609e-06 | 6.912e-06 | 7.3424e-06 | 6.8621e-06 | 6.4301e-06 | 5.9925e-06 | 1.5092e-05 | 1.4104e-05 | 1.3217e-05 | 1.2317e-05 | 1.1511e-05 | 1.0758e-05 | 1.0081e-05 | 9.3948e-06 | 8.7802e-06 | 1.5217e-05 | 1.4259e-05 | 1.6097e-05 | 1.5044e-05 | 2.1389e-05
QLD1 | Gas - Steam | 0 | 0 | 0 | 0 | 0 | 0 | 0 | 0 | 0 | 0 | 0 | 0 | 0 | 0 | 0 | 0 | 0 | 0 | 0 | 0 | 0 | 0 | 0 | 0 | 0
QLD1 | OCGT / Diesel | 9.334e-06 | 8.7464e-06 | 1.0533e-05 | 9.8438e-06 | 9.1998e-06 | 8.6207e-06 | 8.034e-06 | 7.5084e-06 | 7.0172e-06 | 6.5755e-06 | 6.128e-06 | 4.3732e-05 | 4.0871e-05 | 3.8299e-05 | 3.5692e-05 | 3.3357e-05 | 3.1175e-05 | 2.9212e-05 | 138.2252 | 129.1824 | 3388.9933 | 3175.6666 | 6170.7204 | 5767.0284 | 5389.7461
QLD1 | Hydro | 0 | 0 | 0 | 0 | 0 | 0 | 0 | 0 | 0 | 0 | 0 | 0 | 0 | 0 | 0 | 0 | 0 | 0 | 0 | 0 | 0 | 0 | 0 | 0 | 0
QLD1 | Hydrogen Turbine | 0 | 0 | 0 | 0 | 0 | 0 | 0 | 0 | 0 | 0 | 0 | 0 | 0 | 0 | 0 | 0 | 0 | 0 | 0 | 0 | 0 | 0 | 0 | 0 | 0
QLD1 | Wind | 0.00014685 | 0.00013761 | 0.0002041 | 133952.497 | 125189.2495 | 117308.9715 | 109324.8718 | 102172.7773 | 126011.3578 | 118079.3306 | 110042.7999 | 124090.4262 | 115972.3609 | 108672.2577 | 102043.8811 | 95368.1131 | 100555.798 | 94239.4998 | 91975.0745 | 85958.0135 | 88234.5646 | 82680.4703 | 77053.2014 | 72012.3378 | 67301.2502
QLD1 | Solar PV | 4.811e-05 | 4.5081e-05 | 6.0013e-05 | 37135.5828 | 34706.1521 | 32521.5067 | 30308.0788 | 31054.9 | 45740.429 | 42861.2097 | 39944.0571 | 37330.8945 | 34888.6864 | 32692.551 | 45916.6118 | 49717.7949 | 59251.5734 | 64541.1819 | 61727.8061 | 59278.5551 | 73902.8031 | 69250.8491 | 68464.7061 | 64114.6476 | 59920.2314
QLD1 | Grid Battery | 0.00016175 | 317.5407 | 11988.0047 | 46601.7101 | 43553.0001 | 40811.4728 | 38033.8262 | 35545.6319 | 33220.2167 | 31129.1063 | 29010.4458 | 35587.9207 | 33259.7389 | 37172.8117 | 34642.8139 | 64459.7148 | 60242.7241 | 57374.262 | 56821.6325 | 54013.0531 | 62451.0681 | 58519.9657 | 68587.2193 | 64100.2049 | 60063.001
QLD1 | PHES | 0 | 0 | 0.00032734 | 0.00060291 | 0.00056347 | 0.000528 | 0.00049206 | 0.00045987 | 0.00042979 | 0.00040273 | 0.00039555 | 0.00063901 | 0.0005972 | 0.0005715 | 0.0005326 | 0.00054352 | 0.00050796 | 0.00053134 | 0.00063301 | 0.00059159 | 0.00076986 | 0.0007214 | 0.00074794 | 0.00069901 | 0.00066827
QLD1 | VPP | 0 | 0 | 0 | 0 | 0 | 0 | 0 | 0 | 0 | 0 | 0 | 0 | 0 | 0 | 0 | 0 | 0 | 0 | 0 | 0 | 0 | 0 | 0 | 0 | 0
Total |  | 0.0003698 | 317.5409 | -11841.9762 | -38936.3341 | -36389.0973 | -5540.7219 | -5163.6179 | -2096.2184 | 35609.6094 | 85646.2532 | 100117.1671 | 154457.7667 | 140604.7895 | 137760.8216 | 115275.569 | 146622.5035 | 159152.2702 | 165698.4889 | 169798.6656 | 166943.4966 | 203042.9495 | 190262.0209 | 198501.1439 | 185644.0286 | 173655.3596
Region | Technology | 2026-27 | 2027-28 | 2028-29 | 2029-30 | 2030-31 | 2031-32 | 2032-33 | 2033-34 | 2034-35 | 2035-36 | 2036-37 | 2037-38 | 2038-39 | 2039-40 | 2040-41 | 2041-42 | 2042-43 | 2043-44 | 2044-45 | 2045-46 | 2046-47 | 2047-48 | 2048-49 | 2049-50 | 2050-51
VIC1 | Black Coal | 0 | 0 | 0 | 0 | 0 | 0 | 0 | 0 | 0 | 0 | 0 | 0 | 0 | 0 | 0 | 0 | 0 | 0 | 0 | 0 | 0 | 0 | 0 | 0 | 0
VIC1 | Brown Coal | 0 | -42310.6611 | -39430.9867 | -339664.5017 | -367937.9467 | -358968.5345 | -334536.9796 | -312651.3827 | -292197.5544 | -93829.6475 | -87443.5608 | -81722.954 | -76376.5925 | -71568.9211 | -66697.9091 | -62334.4945 | -58256.5369 | -54589.4672 | -50874.0843 | -47545.8732 | -44435.3955 | 0 | 0 | 0 | 0
VIC1 | CCGT | 0 | 0 | 0 | 0 | 0 | 0 | 0 | 0 | 0 | 0 | 0 | 0 | 0 | 0 | 0 | 0 | 0 | 0 | 0 | 0 | 0 | 0 | 0 | 0 | 0
VIC1 | Gas - Steam | 0 | 0 | 0 | 0 | 0 | 0 | 0 | 0 | 0 | 0 | 0 | 0 | 0 | 0 | 0 | 0 | 0 | 0 | 0 | 0 | 0 | 0 | 0 | 0 | 0
VIC1 | OCGT / Diesel | 9.0893e-06 | 8.5172e-06 | 9.4514e-06 | 8.8331e-06 | 8.2552e-06 | 7.7356e-06 | 1.0724e-05 | 1.0023e-05 | 9.3669e-06 | 8.7773e-06 | 8.1799e-06 | 648.0708 | 605.6736 | 604.0325 | 562.9218 | 5648.974 | 5279.4149 | 6826.1064 | 6361.5186 | 5945.3445 | 5556.3967 | 5206.6387 | 4852.2726 | 4534.8342 | 7247.4658
VIC1 | Hydro | 0 | 0 | 0 | 0 | 0 | 0 | 0 | 0 | 0 | 0 | 0 | 0 | 0 | 0 | 0 | 0 | 0 | 0 | 0 | 0 | 0 | 0 | 0 | 0 | 0
VIC1 | Hydrogen Turbine | 0 | 0 | 0 | 0 | 0 | 0 | 0 | 0 | 0 | 0 | 0 | 0 | 0 | 0 | 0 | 0 | 0 | 0 | 0 | 0 | 0 | 0 | 0 | 0 | 0
VIC1 | Wind | 0.00013717 | 0.00015078 | 66576.9666 | 289153.0411 | 270236.487 | 253225.9318 | 303734.2319 | 347080.0332 | 438428.3259 | 442525.9726 | 489875.5377 | 530227.6758 | 563203.5012 | 591155.9752 | 550921.6419 | 514880.039 | 481196.298 | 451275.1094 | 420561.1288 | 394834.717 | 371078.0297 | 351438.3877 | 327519.3379 | 306092.839 | 286068.0738
VIC1 | Solar PV | 1.6083e-05 | 1.507e-05 | 2.1447e-05 | 20924.9788 | 19556.055 | 18325.0615 | 17077.8498 | 15960.6073 | 18560.8278 | 17392.4808 | 16208.741 | 15148.3561 | 14157.3421 | 13266.181 | 12363.2789 | 11554.4663 | 10798.5666 | 11181.6945 | 10420.6635 | 9738.9378 | 10201.9691 | 10126.4956 | 9678.9837 | 9045.7792 | 8453.9992
VIC1 | Grid Battery | 12108.863 | 11346.6475 | 10574.3901 | 41107.103 | 38417.8532 | 35999.5676 | 33549.4214 | 31354.5994 | 50549.5456 | 47367.6072 | 44143.7473 | 41255.8385 | 38556.8584 | 36129.8229 | 33670.8114 | 31468.048 | 29409.3907 | 27558.16 | 25682.5396 | 24002.3735 | 22432.1248 | 21020.0915 | 19589.4549 | 18307.902 | 17110.1889
VIC1 | PHES | 0 | 0 | 0.00010386 | 0.00020921 | 0.00019553 | 0.00018322 | 0.00017843 | 0.00016676 | 0.00024758 | 0.00023199 | 0.0002162 | 0.00020854 | 0.00019489 | 0.00018945 | 0.00017655 | 0.00020625 | 0.00019276 | 0.00019722 | 0.00019265 | 0.00018005 | 0.00017373 | 0.00016279 | 0.00015171 | 0.0001509 | 0.00016664
VIC1 | VPP | 0 | 0 | 0 | 0 | 0 | 0 | 0 | 0 | 0 | 0 | 0 | 0 | 0 | 0 | 0 | 0 | 0 | 0 | 0 | 0 | 0 | 0 | 0 | 0 | 0
Total |  | 12108.8631 | -30964.0135 | 37720.3701 | 11520.6214 | -39727.5513 | -51417.9734 | 19824.5237 | 81743.8574 | 215341.1452 | 413456.4134 | 462784.4653 | 505556.9874 | 540146.7831 | 569587.0906 | 530820.745 | 501217.033 | 468427.1335 | 442251.6033 | 412151.7665 | 386975.4999 | 364833.125 | 387791.6136 | 361640.0493 | 337981.3545 | 318879.7279
Region | Technology | 2026-27 | 2027-28 | 2028-29 | 2029-30 | 2030-31 | 2031-32 | 2032-33 | 2033-34 | 2034-35 | 2035-36 | 2036-37 | 2037-38 | 2038-39 | 2039-40 | 2040-41 | 2041-42 | 2042-43 | 2043-44 | 2044-45 | 2045-46 | 2046-47 | 2047-48 | 2048-49 | 2049-50 | 2050-51
SA1 | Black Coal | 0 | 0 | 0 | 0 | 0 | 0 | 0 | 0 | 0 | 0 | 0 | 0 | 0 | 0 | 0 | 0 | 0 | 0 | 0 | 0 | 0 | 0 | 0 | 0 | 0
SA1 | Brown Coal | 0 | 0 | 0 | 0 | 0 | 0 | 0 | 0 | 0 | 0 | 0 | 0 | 0 | 0 | 0 | 0 | 0 | 0 | 0 | 0 | 0 | 0 | 0 | 0 | 0
SA1 | CCGT | 3.4248e-06 | 3.2092e-06 | 2.9908e-06 | 2.7951e-06 | 6.4499e-06 | 6.0439e-06 | 9.4066e-06 | 8.7912e-06 | 8.2161e-06 | 7.6989e-06 | 7.1749e-06 | 1.114e-05 | 1.0411e-05 | 9.756e-06 | 9.092e-06 | 8.4972e-06 | 7.9413e-06 | 7.4414e-06 | 6.935e-06 | 6.4813e-06 | 6.0573e-06 | 5.676e-06 | 5.2897e-06 | 4.9436e-06 | 1.0155e-05
SA1 | Gas - Steam | 0 | 0 | 0 | 0 | 0 | 0 | 0 | 0 | 0 | 0 | 0 | 0 | 0 | 0 | 0 | 0 | 0 | 0 | 0 | 0 | 0 | 0 | 0 | 0 | 0
SA1 | OCGT / Diesel | 8.6879e-06 | 8.141e-06 | 7.5869e-06 | 7.0906e-06 | 6.6267e-06 | 6.2096e-06 | 7.2026e-06 | 6.7314e-06 | 6.2911e-06 | 5.8951e-06 | 5.4938e-06 | 3.9995e-05 | 3.7379e-05 | 3.5026e-05 | 3.2642e-05 | 3.1178e-05 | 2.9139e-05 | 2.899e-05 | 2.7017e-05 | 2.5249e-05 | 2.3597e-05 | 2.2112e-05 | 2.0607e-05 | 1.9259e-05 | 2.0787e-05
SA1 | Hydro | 0 | 0 | 0 | 0 | 0 | 0 | 0 | 0 | 0 | 0 | 0 | 0 | 0 | 0 | 0 | 0 | 0 | 0 | 0 | 0 | 0 | 0 | 0 | 0 | 0
SA1 | Hydrogen Turbine | 0 | 0 | 0 | 0 | 0 | 0 | 0 | 0 | 0 | 0 | 0 | 0 | 0 | 0 | 0 | 0 | 0 | 0 | 0 | 0 | 0 | 0 | 0 | 0 | 0
SA1 | Wind | 0.00015949 | 0.00016923 | 2953.5261 | 37138.2205 | 34708.6173 | 32523.8166 | 30310.2315 | 28327.3192 | 26474.1301 | 27683.6821 | 26018.0339 | 24315.9198 | 26554.3035 | 27480.8345 | 25610.477 | 23935.0253 | 23789.0713 | 22291.6225 | 21745.7901 | 20323.1683 | 25414.8909 | 23817.5812 | 22196.5462 | 20744.4357 | 19387.3231
SA1 | Solar PV | 3.9153e-05 | 3.6688e-05 | 6.5387e-05 | 10174.4088 | 9508.7933 | 8910.244 | 8303.8089 | 7760.5691 | 7252.8683 | 6796.3226 | 6333.7619 | 13412.9537 | 12535.4708 | 11746.4015 | 11356.2289 | 17024.6773 | 15910.9134 | 22602.8652 | 21998.7539 | 20559.5831 | 19214.5636 | 18005.066 | 16779.6333 | 15681.9003 | 14655.9816
SA1 | Grid Battery | 1121.4663 | 1050.8735 | 7780.2401 | 14495.4724 | 13547.1704 | 12694.4178 | 11830.4301 | 11056.4768 | 10333.1559 | 9682.7155 | 9023.7057 | 11307.0715 | 10567.3565 | 14715.9535 | 13714.3793 | 23599.5117 | 22055.6184 | 20667.2852 | 19260.6608 | 18000.6176 | 16823.0073 | 15764.0508 | 14691.1426 | 13730.0399 | 15489.5362
SA1 | PHES | 0 | 0 | 4.4336e-05 | 7.2432e-05 | 6.7693e-05 | 6.3432e-05 | 6.5289e-05 | 6.1018e-05 | 5.7026e-05 | 5.3437e-05 | 4.98e-05 | 6.1875e-05 | 5.7827e-05 | 5.8102e-05 | 5.4147e-05 | 6.1115e-05 | 5.7117e-05 | 6.1419e-05 | 6.5882e-05 | 6.1572e-05 | 6.0828e-05 | 5.6999e-05 | 5.522e-05 | 6.0472e-05 | 6.1991e-05
SA1 | VPP | 0 | 0 | 0 | 0 | 0 | 0 | 0 | 0 | 0 | 0 | 0 | 0 | 0 | 0 | 0 | 0 | 0 | 0 | 0 | 0 | 0 | 0 | 0 | 0 | 0
Total |  | 1121.4665 | 1050.8737 | 10733.7663 | 61808.1018 | 57764.5811 | 54128.4785 | 50444.4707 | 47144.3651 | 44060.1543 | 44162.7202 | 41375.5016 | 49035.9452 | 49657.1309 | 53943.1896 | 50681.0853 | 64559.2144 | 61755.6033 | 65561.7729 | 63005.2049 | 58883.3691 | 61452.4619 | 57586.698 | 53667.3222 | 50156.376 | 49532.841
Region | Technology | 2026-27 | 2027-28 | 2028-29 | 2029-30 | 2030-31 | 2031-32 | 2032-33 | 2033-34 | 2034-35 | 2035-36 | 2036-37 | 2037-38 | 2038-39 | 2039-40 | 2040-41 | 2041-42 | 2042-43 | 2043-44 | 2044-45 | 2045-46 | 2046-47 | 2047-48 | 2048-49 | 2049-50 | 2050-51
TAS1 | Black Coal | 0 | 0 | 0 | 0 | 0 | 0 | 0 | 0 | 0 | 0 | 0 | 0 | 0 | 0 | 0 | 0 | 0 | 0 | 0 | 0 | 0 | 0 | 0 | 0 | 0
TAS1 | Brown Coal | 0 | 0 | 0 | 0 | 0 | 0 | 0 | 0 | 0 | 0 | 0 | 0 | 0 | 0 | 0 | 0 | 0 | 0 | 0 | 0 | 0 | 0 | 0 | 0 | 0
TAS1 | CCGT | 2.4863e-06 | 2.3298e-06 | 2.1712e-06 | 2.0292e-06 | 4.9935e-06 | 4.6792e-06 | 5.4777e-06 | 5.1193e-06 | 4.7844e-06 | 4.4832e-06 | 4.1781e-06 | 4.6016e-06 | 4.3006e-06 | 4.0299e-06 | 3.7556e-06 | 3.5099e-06 | 3.2803e-06 | 3.0738e-06 | 2.8646e-06 | 2.6772e-06 | 2.5021e-06 | 2.3446e-06 | 2.6613e-06 | 2.4872e-06 | 4.3108e-06
TAS1 | Gas - Steam | 0 | 0 | 0 | 0 | 0 | 0 | 0 | 0 | 0 | 0 | 0 | 0 | 0 | 0 | 0 | 0 | 0 | 0 | 0 | 0 | 0 | 0 | 0 | 0 | 0
TAS1 | OCGT / Diesel | 8.7428e-06 | 8.1924e-06 | 7.6349e-06 | 7.1354e-06 | 7.7071e-06 | 7.222e-06 | 7.9396e-06 | 7.4202e-06 | 6.9348e-06 | 6.4982e-06 | 6.056e-06 | 1.6034e-05 | 1.4985e-05 | 1.4042e-05 | 1.3086e-05 | 2.2084e-05 | 2.064e-05 | 3.366e-05 | 3.241e-05 | 3.0289e-05 | 2.8308e-05 | 2.6526e-05 | 2.4721e-05 | 2.3103e-05 | 2.853e-05
TAS1 | Hydro | 0 | 0 | 0 | 0 | 0 | 0 | 0 | 0 | 0 | 0 | 0 | 0 | 0 | 0 | 0 | 0 | 0 | 0 | 0 | 0 | 0 | 0 | 0 | 0 | 0
TAS1 | Hydrogen Turbine | 0 | 0 | 0 | 0 | 0 | 0 | 0 | 0 | 0 | 0 | 0 | 0 | 0 | 0 | 0 | 0 | 0 | 0 | 0 | 0 | 0 | 0 | 0 | 0 | 0
TAS1 | Wind | 7902.7907 | 14810.6687 | 20703.9721 | 26095.9344 | 26934.3828 | 27624.3641 | 28288.5506 | 28538.3176 | 28613.036 | 28894.3477 | 28623.4373 | 28538.5058 | 28366.5695 | 28169.3506 | 26252.1323 | 24534.7031 | 22929.6291 | 21486.2795 | 20023.9139 | 18713.9383 | 17489.6619 | 16388.7416 | 15273.3167 | 14274.1277 | 13340.3063
TAS1 | Solar PV | 2.2402e-05 | 2.7092e-05 | 2.5248e-05 | 2.7602e-05 | 2.5796e-05 | 2.6172e-05 | 2.9957e-05 | 2.7997e-05 | 2.6165e-05 | 2.4518e-05 | 2.5855e-05 | 3.3262e-05 | 3.1086e-05 | 5.585e-05 | 5.2717e-05 | 5.8601e-05 | 5.5966e-05 | 5.6689e-05 | 5.3774e-05 | 5.0256e-05 | 5.177e-05 | 4.8511e-05 | 5.5026e-05 | 5.1426e-05 | 4.8062e-05
TAS1 | Grid Battery | 0.00010309 | 0.00019571 | 0.00018239 | 0.00017046 | 0.00017283 | 0.00016195 | 0.00022785 | 0.00021905 | 0.00020627 | 0.0002069 | 0.00021001 | 0.0002418 | 0.00022598 | 0.00026684 | 0.00025269 | 0.0003289 | 0.00030799 | 0.00029603 | 0.00028423 | 0.00026623 | 0.00030557 | 0.00029071 | 0.00028223 | 0.00030944 | 0.00034495
TAS1 | PHES | 0 | 0 | 0.00027222 | 0.00031719 | 0.00042935 | 0.00040232 | 6732.1496 | 10231.4739 | 9594.526 | 15892.1231 | 17406.7108 | 20528.1081 | 19185.1477 | 17977.5017 | 16753.9451 | 15657.8945 | 14633.5462 | 13712.4095 | 12779.137 | 11943.1187 | 11161.7931 | 10459.1926 | 9747.3354 | 9109.6593 | 8513.7003
TAS1 | VPP | 0 | 0 | 0 | 0 | 0 | 0 | 0 | 0 | 0 | 0 | 0 | 0 | 0 | 0 | 0 | 0 | 0 | 0 | 0 | 0 | 0 | 0 | 0 | 0 | 0
Total |  | 7902.7908 | 14810.6689 | 20703.9725 | 26095.9349 | 26934.3834 | 27624.3647 | 35020.7004 | 38769.7918 | 38207.5623 | 44786.4711 | 46030.1484 | 49066.6141 | 47551.7175 | 46146.8527 | 43006.0778 | 40192.598 | 37563.1757 | 35198.6894 | 32803.0513 | 30657.0573 | 28651.4555 | 26847.9345 | 25020.6524 | 23383.7874 | 21854.007

## ML2_Fuel Cost
Fuel cost by technology ($000s) - ML2, Step Change Scenario
Fuel | Real June 2024 dollars discounted to 1 July 2025
Explicitly modelled generation
Region | Technology | 2026-27 | 2027-28 | 2028-29 | 2029-30 | 2030-31 | 2031-32 | 2032-33 | 2033-34 | 2034-35 | 2035-36 | 2036-37 | 2037-38 | 2038-39 | 2039-40 | 2040-41 | 2041-42 | 2042-43 | 2043-44 | 2044-45 | 2045-46 | 2046-47 | 2047-48 | 2048-49 | 2049-50 | 2050-51
NEM | Black Coal | 2863436.82 | 2343216.654 | 2096471.0205 | 554808.872 | 588227.9365 | 503249.4053 | 494408.0926 | 380403.0765 | 292822.6836 | 240783.5357 | 199136.2166 | 193851.1734 | 130299.5947 | 122697.2419 | 33635.7553 | 27758.6228 | 0.0009658 | 0.00080315 | 0.00063241 | 0.00045103 | 0.00040541 | 0.00029292 | 0.00027275 | 0.00027956 | 0.00034297
NEM | Brown Coal | 285525.062 | 259810.632 | 158675.037 | 28176.5963 | 6196.7138 | 0.00054938 | 0.00045649 | 0.00051388 | 0.00023674 | 7.0245e-05 | 6.313e-05 | 6.0134e-05 | 3.5573e-05 | 2.5207e-05 | 3.5804e-05 | 3.3871e-05 | 3.0192e-05 | 2.9275e-05 | 2.5954e-05 | 1.8564e-05 | 1.879e-05 | 0 | 0 | 0 | 0
NEM | CCGT | 344444.3801 | 395094.6116 | 594134.4626 | 622368.9565 | 537255.026 | 452143.8559 | 497928.1623 | 580771.8733 | 417465.7641 | 341545.2231 | 290037.487 | 222831.3545 | 214326.9954 | 187483.2943 | 178675.9142 | 147673.7796 | 157202.5361 | 100816.7826 | 77516.861 | 55683.783 | 35746.0253 | 29783.6832 | 29965.7312 | 27762.1732 | 0.0018996
NEM | Gas - Steam | 6670.7525 | 4998.871 | 51208.352 | 29628.772 | 67277.08 | 50206.296 | 85815.184 | 93118.4 | 34725.58 | 22588.424 | 18789.214 | 19235.098 | 22908.37 | 0 | 0 | 0 | 0 | 0 | 0 | 0 | 0 | 0 | 0 | 0 | 0
NEM | OCGT / Diesel | 43107.4162 | 33797.6162 | 256617.6008 | 802725.8165 | 329955.4382 | 295293.5194 | 397285.6141 | 480835.2189 | 362807.8436 | 253290.4708 | 219182.6429 | 297620.3203 | 395320.765 | 439546.4046 | 552455.2536 | 419128.2458 | 321245.6624 | 529007.1848 | 368918.9454 | 419826.5814 | 482821.4674 | 420642.8772 | 486044.9177 | 466406.9586 | 527048.6104
NEM | Hydro | 0 | 0 | 0 | 0 | 0 | 0 | 0 | 0 | 0 | 0 | 0 | 0 | 0 | 0 | 0 | 0 | 0 | 0 | 0 | 0 | 0 | 0 | 0 | 0 | 0
NEM | Hydrogen Turbine | 0 | 0 | 0 | 0 | 0 | 0 | 0 | 0 | 0 | 0 | 0 | 0 | 0 | 0 | 0 | 0 | 0 | 0 | 0 | 0 | 0 | 0 | 0 | 0 | 0
NEM | Wind | 0 | 0 | 0 | 0 | 0 | 0 | 0 | 0 | 0 | 0 | 0 | 0 | 0 | 0 | 0 | 0 | 0 | 0 | 0 | 0 | 0 | 0 | 0 | 0 | 0
NEM | Solar PV | 0 | 0 | 0 | 0 | 0 | 0 | 0 | 0 | 0 | 0 | 0 | 0 | 0 | 0 | 0 | 0 | 0 | 0 | 0 | 0 | 0 | 0 | 0 | 0 | 0
NEM | Grid Battery | 0 | 0 | 0 | 0 | 0 | 0 | 0 | 0 | 0 | 0 | 0 | 0 | 0 | 0 | 0 | 0 | 0 | 0 | 0 | 0 | 0 | 0 | 0 | 0 | 0
NEM | PHES | 0 | 0 | 0 | 0 | 0 | 0 | 0 | 0 | 0 | 0 | 0 | 0 | 0 | 0 | 0 | 0 | 0 | 0 | 0 | 0 | 0 | 0 | 0 | 0 | 0
NEM | VPP | 0 | 0 | 0 | 0 | 0 | 0 | 0 | 0 | 0 | 0 | 0 | 0 | 0 | 0 | 0 | 0 | 0 | 0 | 0 | 0 | 0 | 0 | 0 | 0 | 0
Total |  | 3543184.4308 | 3036918.3848 | 3157106.4729 | 2037709.0132 | 1528912.1944 | 1300893.0772 | 1475437.0534 | 1535128.5693 | 1107821.8716 | 858207.6536 | 727145.5605 | 733537.9462 | 762855.7251 | 749726.9408 | 764766.9232 | 594560.6483 | 478448.1995 | 629823.9682 | 446435.8071 | 475510.3648 | 518567.4931 | 450426.5607 | 516010.6492 | 494169.132 | 527048.6126
Region | Technology | 2026-27 | 2027-28 | 2028-29 | 2029-30 | 2030-31 | 2031-32 | 2032-33 | 2033-34 | 2034-35 | 2035-36 | 2036-37 | 2037-38 | 2038-39 | 2039-40 | 2040-41 | 2041-42 | 2042-43 | 2043-44 | 2044-45 | 2045-46 | 2046-47 | 2047-48 | 2048-49 | 2049-50 | 2050-51
NSW1 | Black Coal | 1532711.072 | 1099571.382 | 966237.128 | 299031.9313 | 327633.2837 | 272709.1642 | 271881.9513 | 182862.16 | 147034.96 | 104090.604 | 78236.824 | 77282.172 | 30779.8391 | 28066.6408 | 0 | 0 | 0 | 0 | 0 | 0 | 0 | 0 | 0 | 0 | 0
NSW1 | Brown Coal | 0 | 0 | 0 | 0 | 0 | 0 | 0 | 0 | 0 | 0 | 0 | 0 | 0 | 0 | 0 | 0 | 0 | 0 | 0 | 0 | 0 | 0 | 0 | 0 | 0
NSW1 | CCGT | 52134.5001 | 77492.7602 | 108861.0962 | 108725.7042 | 99433.6563 | 80665.9683 | 96715.1524 | 106152.5924 | 85400.2003 | 72127.4483 | 56391.5203 | 55019.4604 | 46738.3804 | 52968.8003 | 49075.1043 | 42652.3643 | 46253.4283 | 0.00027722 | 0.00025381 | 0.00025145 | 0.00026459 | 0.000251 | 0.00024097 | 0.00022844 | 0.00043906
NSW1 | Gas - Steam | 0 | 0 | 0 | 0 | 0 | 0 | 0 | 0 | 0 | 0 | 0 | 0 | 0 | 0 | 0 | 0 | 0 | 0 | 0 | 0 | 0 | 0 | 0 | 0 | 0
NSW1 | OCGT / Diesel | 4370.7406 | 11707.0378 | 73064.911 | 400895.0935 | 180053.4063 | 170976.4136 | 175142.1996 | 296423.2492 | 184719.5883 | 125754.9197 | 96244.2489 | 120990.8417 | 221130.4852 | 204228.7291 | 310044.2426 | 175217.0638 | 143847.0672 | 284791.2697 | 209722.9042 | 230305.0142 | 262117.9932 | 283899.4682 | 274606.5102 | 307909.8922 | 300468.5083
NSW1 | Hydro | 0 | 0 | 0 | 0 | 0 | 0 | 0 | 0 | 0 | 0 | 0 | 0 | 0 | 0 | 0 | 0 | 0 | 0 | 0 | 0 | 0 | 0 | 0 | 0 | 0
NSW1 | Hydrogen Turbine | 0 | 0 | 0 | 0 | 0 | 0 | 0 | 0 | 0 | 0 | 0 | 0 | 0 | 0 | 0 | 0 | 0 | 0 | 0 | 0 | 0 | 0 | 0 | 0 | 0
NSW1 | Wind | 0 | 0 | 0 | 0 | 0 | 0 | 0 | 0 | 0 | 0 | 0 | 0 | 0 | 0 | 0 | 0 | 0 | 0 | 0 | 0 | 0 | 0 | 0 | 0 | 0
NSW1 | Solar PV | 0 | 0 | 0 | 0 | 0 | 0 | 0 | 0 | 0 | 0 | 0 | 0 | 0 | 0 | 0 | 0 | 0 | 0 | 0 | 0 | 0 | 0 | 0 | 0 | 0
NSW1 | Grid Battery | 0 | 0 | 0 | 0 | 0 | 0 | 0 | 0 | 0 | 0 | 0 | 0 | 0 | 0 | 0 | 0 | 0 | 0 | 0 | 0 | 0 | 0 | 0 | 0 | 0
NSW1 | PHES | 0 | 0 | 0 | 0 | 0 | 0 | 0 | 0 | 0 | 0 | 0 | 0 | 0 | 0 | 0 | 0 | 0 | 0 | 0 | 0 | 0 | 0 | 0 | 0 | 0
NSW1 | VPP | 0 | 0 | 0 | 0 | 0 | 0 | 0 | 0 | 0 | 0 | 0 | 0 | 0 | 0 | 0 | 0 | 0 | 0 | 0 | 0 | 0 | 0 | 0 | 0 | 0
Total |  | 1589216.3127 | 1188771.1799 | 1148163.1352 | 808652.7289 | 607120.3463 | 524351.5461 | 543739.3033 | 585438.0016 | 417154.7487 | 301972.972 | 230872.5932 | 253292.474 | 298648.7046 | 285264.1702 | 359119.3469 | 217869.4281 | 190100.4955 | 284791.27 | 209722.9044 | 230305.0145 | 262117.9935 | 283899.4685 | 274606.5105 | 307909.8925 | 300468.5087
Region | Technology | 2026-27 | 2027-28 | 2028-29 | 2029-30 | 2030-31 | 2031-32 | 2032-33 | 2033-34 | 2034-35 | 2035-36 | 2036-37 | 2037-38 | 2038-39 | 2039-40 | 2040-41 | 2041-42 | 2042-43 | 2043-44 | 2044-45 | 2045-46 | 2046-47 | 2047-48 | 2048-49 | 2049-50 | 2050-51
QLD1 | Black Coal | 1330725.748 | 1243645.272 | 1130233.8925 | 255776.9407 | 260594.6528 | 230540.2411 | 222526.1413 | 197540.9165 | 145787.7236 | 136692.9317 | 120899.3926 | 116569.0014 | 99519.7556 | 94630.6011 | 33635.7553 | 27758.6228 | 0.0009658 | 0.00080315 | 0.00063241 | 0.00045103 | 0.00040541 | 0.00029292 | 0.00027275 | 0.00027956 | 0.00034297
QLD1 | Brown Coal | 0 | 0 | 0 | 0 | 0 | 0 | 0 | 0 | 0 | 0 | 0 | 0 | 0 | 0 | 0 | 0 | 0 | 0 | 0 | 0 | 0 | 0 | 0 | 0 | 0
QLD1 | CCGT | 200634.5467 | 204695.2456 | 326930.9662 | 401987.0041 | 317772.9132 | 275840.2872 | 295026.6333 | 359477.0883 | 246106.3153 | 203164.5102 | 171905.0302 | 167811.8935 | 167588.6145 | 134514.4934 | 129600.8094 | 105021.4149 | 110949.1073 | 100816.7818 | 77516.8603 | 55683.7823 | 35746.0246 | 29783.6825 | 29965.7306 | 27762.1726 | 0.00080714
QLD1 | Gas - Steam | 0 | 0 | 0 | 0 | 0 | 0 | 0 | 0 | 0 | 0 | 0 | 0 | 0 | 0 | 0 | 0 | 0 | 0 | 0 | 0 | 0 | 0 | 0 | 0 | 0
QLD1 | OCGT / Diesel | 1067.7426 | 1167.8618 | 6911.0572 | 154881.1346 | 18841.6511 | 8504.7694 | 41856.8372 | 27072.8142 | 56366.4732 | 48756.5709 | 64045.5561 | 74189.3463 | 90080.2343 | 101582.0393 | 125895.1063 | 81024.3517 | 91210.2586 | 90798.2604 | 72195.4186 | 97136.7767 | 93136.6299 | 55483.4753 | 86722.3971 | 33691.9885 | 29047.5697
QLD1 | Hydro | 0 | 0 | 0 | 0 | 0 | 0 | 0 | 0 | 0 | 0 | 0 | 0 | 0 | 0 | 0 | 0 | 0 | 0 | 0 | 0 | 0 | 0 | 0 | 0 | 0
QLD1 | Hydrogen Turbine | 0 | 0 | 0 | 0 | 0 | 0 | 0 | 0 | 0 | 0 | 0 | 0 | 0 | 0 | 0 | 0 | 0 | 0 | 0 | 0 | 0 | 0 | 0 | 0 | 0
QLD1 | Wind | 0 | 0 | 0 | 0 | 0 | 0 | 0 | 0 | 0 | 0 | 0 | 0 | 0 | 0 | 0 | 0 | 0 | 0 | 0 | 0 | 0 | 0 | 0 | 0 | 0
QLD1 | Solar PV | 0 | 0 | 0 | 0 | 0 | 0 | 0 | 0 | 0 | 0 | 0 | 0 | 0 | 0 | 0 | 0 | 0 | 0 | 0 | 0 | 0 | 0 | 0 | 0 | 0
QLD1 | Grid Battery | 0 | 0 | 0 | 0 | 0 | 0 | 0 | 0 | 0 | 0 | 0 | 0 | 0 | 0 | 0 | 0 | 0 | 0 | 0 | 0 | 0 | 0 | 0 | 0 | 0
QLD1 | PHES | 0 | 0 | 0 | 0 | 0 | 0 | 0 | 0 | 0 | 0 | 0 | 0 | 0 | 0 | 0 | 0 | 0 | 0 | 0 | 0 | 0 | 0 | 0 | 0 | 0
QLD1 | VPP | 0 | 0 | 0 | 0 | 0 | 0 | 0 | 0 | 0 | 0 | 0 | 0 | 0 | 0 | 0 | 0 | 0 | 0 | 0 | 0 | 0 | 0 | 0 | 0 | 0
Total |  | 1532428.0373 | 1449508.3794 | 1464075.9159 | 812645.0794 | 597209.2171 | 514885.2977 | 559409.6117 | 584090.819 | 448260.5121 | 388614.0128 | 356849.9789 | 358570.2412 | 357188.6044 | 330727.1339 | 289131.6711 | 213804.3894 | 202159.3669 | 191615.0431 | 149712.2795 | 152820.5594 | 128882.6549 | 85267.1581 | 116688.128 | 61454.1613 | 29047.5709
Region | Technology | 2026-27 | 2027-28 | 2028-29 | 2029-30 | 2030-31 | 2031-32 | 2032-33 | 2033-34 | 2034-35 | 2035-36 | 2036-37 | 2037-38 | 2038-39 | 2039-40 | 2040-41 | 2041-42 | 2042-43 | 2043-44 | 2044-45 | 2045-46 | 2046-47 | 2047-48 | 2048-49 | 2049-50 | 2050-51
VIC1 | Black Coal | 0 | 0 | 0 | 0 | 0 | 0 | 0 | 0 | 0 | 0 | 0 | 0 | 0 | 0 | 0 | 0 | 0 | 0 | 0 | 0 | 0 | 0 | 0 | 0 | 0
VIC1 | Brown Coal | 285525.062 | 259810.632 | 158675.037 | 28176.5963 | 6196.7138 | 0.00054938 | 0.00045649 | 0.00051388 | 0.00023674 | 7.0245e-05 | 6.313e-05 | 6.0134e-05 | 3.5573e-05 | 2.5207e-05 | 3.5804e-05 | 3.3871e-05 | 3.0192e-05 | 2.9275e-05 | 2.5954e-05 | 1.8564e-05 | 1.879e-05 | 0 | 0 | 0 | 0
VIC1 | CCGT | 0 | 0 | 0 | 0 | 0 | 0 | 0 | 0 | 0 | 0 | 0 | 0 | 0 | 0 | 0 | 0 | 0 | 0 | 0 | 0 | 0 | 0 | 0 | 0 | 0
VIC1 | Gas - Steam | 6670.7525 | 4998.871 | 51208.352 | 29628.772 | 67277.08 | 50206.296 | 85815.184 | 93118.4 | 34725.58 | 22588.424 | 18789.214 | 19235.098 | 22908.37 | 0 | 0 | 0 | 0 | 0 | 0 | 0 | 0 | 0 | 0 | 0 | 0
VIC1 | OCGT / Diesel | 8189.5205 | 4038.4329 | 51012.6968 | 121934.7795 | 56293.5715 | 47343.789 | 100014.5731 | 64525.2268 | 50120.8542 | 35966.4671 | 25959.4778 | 53779.0772 | 35521.1753 | 74980.6257 | 66498.5157 | 121506.154 | 53032.7927 | 112315.4981 | 69484.1699 | 73820.6284 | 109178.7991 | 65377.3299 | 103312.2157 | 104252.8137 | 175371.2507
VIC1 | Hydro | 0 | 0 | 0 | 0 | 0 | 0 | 0 | 0 | 0 | 0 | 0 | 0 | 0 | 0 | 0 | 0 | 0 | 0 | 0 | 0 | 0 | 0 | 0 | 0 | 0
VIC1 | Hydrogen Turbine | 0 | 0 | 0 | 0 | 0 | 0 | 0 | 0 | 0 | 0 | 0 | 0 | 0 | 0 | 0 | 0 | 0 | 0 | 0 | 0 | 0 | 0 | 0 | 0 | 0
VIC1 | Wind | 0 | 0 | 0 | 0 | 0 | 0 | 0 | 0 | 0 | 0 | 0 | 0 | 0 | 0 | 0 | 0 | 0 | 0 | 0 | 0 | 0 | 0 | 0 | 0 | 0
VIC1 | Solar PV | 0 | 0 | 0 | 0 | 0 | 0 | 0 | 0 | 0 | 0 | 0 | 0 | 0 | 0 | 0 | 0 | 0 | 0 | 0 | 0 | 0 | 0 | 0 | 0 | 0
VIC1 | Grid Battery | 0 | 0 | 0 | 0 | 0 | 0 | 0 | 0 | 0 | 0 | 0 | 0 | 0 | 0 | 0 | 0 | 0 | 0 | 0 | 0 | 0 | 0 | 0 | 0 | 0
VIC1 | PHES | 0 | 0 | 0 | 0 | 0 | 0 | 0 | 0 | 0 | 0 | 0 | 0 | 0 | 0 | 0 | 0 | 0 | 0 | 0 | 0 | 0 | 0 | 0 | 0 | 0
VIC1 | VPP | 0 | 0 | 0 | 0 | 0 | 0 | 0 | 0 | 0 | 0 | 0 | 0 | 0 | 0 | 0 | 0 | 0 | 0 | 0 | 0 | 0 | 0 | 0 | 0 | 0
Total |  | 300385.335 | 268847.9359 | 260896.0858 | 179740.1478 | 129767.3652 | 97550.0855 | 185829.7575 | 157643.6273 | 84846.4344 | 58554.8912 | 44748.6919 | 73014.1753 | 58429.5454 | 74980.6257 | 66498.5157 | 121506.154 | 53032.7927 | 112315.4981 | 69484.17 | 73820.6284 | 109178.7991 | 65377.3299 | 103312.2157 | 104252.8137 | 175371.2507
Region | Technology | 2026-27 | 2027-28 | 2028-29 | 2029-30 | 2030-31 | 2031-32 | 2032-33 | 2033-34 | 2034-35 | 2035-36 | 2036-37 | 2037-38 | 2038-39 | 2039-40 | 2040-41 | 2041-42 | 2042-43 | 2043-44 | 2044-45 | 2045-46 | 2046-47 | 2047-48 | 2048-49 | 2049-50 | 2050-51
SA1 | Black Coal | 0 | 0 | 0 | 0 | 0 | 0 | 0 | 0 | 0 | 0 | 0 | 0 | 0 | 0 | 0 | 0 | 0 | 0 | 0 | 0 | 0 | 0 | 0 | 0 | 0
SA1 | Brown Coal | 0 | 0 | 0 | 0 | 0 | 0 | 0 | 0 | 0 | 0 | 0 | 0 | 0 | 0 | 0 | 0 | 0 | 0 | 0 | 0 | 0 | 0 | 0 | 0 | 0
SA1 | CCGT | 91675.3331 | 112906.6057 | 158342.4002 | 111656.2481 | 120048.4563 | 95637.6002 | 106186.3764 | 115142.1924 | 85959.2483 | 66253.2643 | 61740.9363 | 0.00042637 | 0.0003957 | 0.00038065 | 0.00034973 | 0.00031877 | 0.00031007 | 0.00030255 | 0.00027608 | 0.00027042 | 0.00026276 | 0.00025077 | 0.000234 | 0.00021924 | 0.00043589
SA1 | Gas - Steam | 0 | 0 | 0 | 0 | 0 | 0 | 0 | 0 | 0 | 0 | 0 | 0 | 0 | 0 | 0 | 0 | 0 | 0 | 0 | 0 | 0 | 0 | 0 | 0 | 0
SA1 | OCGT / Diesel | 29479.4123 | 16884.2836 | 125628.9355 | 124848.5544 | 73439.1738 | 68155.5294 | 78477.2895 | 91730.0558 | 65328.5717 | 39024.4022 | 31046.3967 | 44967.7989 | 46905.5963 | 53627.6296 | 48103.4566 | 40092.9879 | 32590.7149 | 40416.6277 | 16810.9656 | 18347.149 | 17573.3925 | 15348.9655 | 19869.0377 | 19031.4887 | 22161.2813
SA1 | Hydro | 0 | 0 | 0 | 0 | 0 | 0 | 0 | 0 | 0 | 0 | 0 | 0 | 0 | 0 | 0 | 0 | 0 | 0 | 0 | 0 | 0 | 0 | 0 | 0 | 0
SA1 | Hydrogen Turbine | 0 | 0 | 0 | 0 | 0 | 0 | 0 | 0 | 0 | 0 | 0 | 0 | 0 | 0 | 0 | 0 | 0 | 0 | 0 | 0 | 0 | 0 | 0 | 0 | 0
SA1 | Wind | 0 | 0 | 0 | 0 | 0 | 0 | 0 | 0 | 0 | 0 | 0 | 0 | 0 | 0 | 0 | 0 | 0 | 0 | 0 | 0 | 0 | 0 | 0 | 0 | 0
SA1 | Solar PV | 0 | 0 | 0 | 0 | 0 | 0 | 0 | 0 | 0 | 0 | 0 | 0 | 0 | 0 | 0 | 0 | 0 | 0 | 0 | 0 | 0 | 0 | 0 | 0 | 0
SA1 | Grid Battery | 0 | 0 | 0 | 0 | 0 | 0 | 0 | 0 | 0 | 0 | 0 | 0 | 0 | 0 | 0 | 0 | 0 | 0 | 0 | 0 | 0 | 0 | 0 | 0 | 0
SA1 | PHES | 0 | 0 | 0 | 0 | 0 | 0 | 0 | 0 | 0 | 0 | 0 | 0 | 0 | 0 | 0 | 0 | 0 | 0 | 0 | 0 | 0 | 0 | 0 | 0 | 0
SA1 | VPP | 0 | 0 | 0 | 0 | 0 | 0 | 0 | 0 | 0 | 0 | 0 | 0 | 0 | 0 | 0 | 0 | 0 | 0 | 0 | 0 | 0 | 0 | 0 | 0 | 0
Total |  | 121154.7454 | 129790.8892 | 283971.3357 | 236504.8025 | 193487.6301 | 163793.1297 | 184663.6658 | 206872.2482 | 151287.82 | 105277.6665 | 92787.333 | 44967.7993 | 46905.5967 | 53627.63 | 48103.4569 | 40092.9882 | 32590.7152 | 40416.628 | 16810.9659 | 18347.1492 | 17573.3928 | 15348.9657 | 19869.038 | 19031.489 | 22161.2817
Region | Technology | 2026-27 | 2027-28 | 2028-29 | 2029-30 | 2030-31 | 2031-32 | 2032-33 | 2033-34 | 2034-35 | 2035-36 | 2036-37 | 2037-38 | 2038-39 | 2039-40 | 2040-41 | 2041-42 | 2042-43 | 2043-44 | 2044-45 | 2045-46 | 2046-47 | 2047-48 | 2048-49 | 2049-50 | 2050-51
TAS1 | Black Coal | 0 | 0 | 0 | 0 | 0 | 0 | 0 | 0 | 0 | 0 | 0 | 0 | 0 | 0 | 0 | 0 | 0 | 0 | 0 | 0 | 0 | 0 | 0 | 0 | 0
TAS1 | Brown Coal | 0 | 0 | 0 | 0 | 0 | 0 | 0 | 0 | 0 | 0 | 0 | 0 | 0 | 0 | 0 | 0 | 0 | 0 | 0 | 0 | 0 | 0 | 0 | 0 | 0
TAS1 | CCGT | 0.0001007 | 9.8341e-05 | 8.9604e-05 | 6.5151e-05 | 0.0001913 | 0.00018022 | 0.00021862 | 0.000217 | 0.00019313 | 0.00017883 | 0.00016625 | 0.00018247 | 0.00016971 | 0.00016516 | 0.00014912 | 0.00015623 | 0.00014671 | 0.00014805 | 0.00014475 | 0.00013883 | 0.00013945 | 0.00013094 | 0.00014417 | 0.00013893 | 0.00021753
TAS1 | Gas - Steam | 0 | 0 | 0 | 0 | 0 | 0 | 0 | 0 | 0 | 0 | 0 | 0 | 0 | 0 | 0 | 0 | 0 | 0 | 0 | 0 | 0 | 0 | 0 | 0 | 0
TAS1 | OCGT / Diesel | 0.00024879 | 0.00024693 | 0.0002491 | 166.2545 | 1327.6355 | 313.018 | 1794.7148 | 1083.8729 | 6272.3562 | 3788.1109 | 1886.9634 | 3693.2563 | 1683.2739 | 5127.3809 | 1913.9324 | 1287.6884 | 564.829 | 685.5288 | 705.4871 | 217.0132 | 814.6527 | 533.6384 | 1534.757 | 1520.7754 | 0.0003595
TAS1 | Hydro | 0 | 0 | 0 | 0 | 0 | 0 | 0 | 0 | 0 | 0 | 0 | 0 | 0 | 0 | 0 | 0 | 0 | 0 | 0 | 0 | 0 | 0 | 0 | 0 | 0
TAS1 | Hydrogen Turbine | 0 | 0 | 0 | 0 | 0 | 0 | 0 | 0 | 0 | 0 | 0 | 0 | 0 | 0 | 0 | 0 | 0 | 0 | 0 | 0 | 0 | 0 | 0 | 0 | 0
TAS1 | Wind | 0 | 0 | 0 | 0 | 0 | 0 | 0 | 0 | 0 | 0 | 0 | 0 | 0 | 0 | 0 | 0 | 0 | 0 | 0 | 0 | 0 | 0 | 0 | 0 | 0
TAS1 | Solar PV | 0 | 0 | 0 | 0 | 0 | 0 | 0 | 0 | 0 | 0 | 0 | 0 | 0 | 0 | 0 | 0 | 0 | 0 | 0 | 0 | 0 | 0 | 0 | 0 | 0
TAS1 | Grid Battery | 0 | 0 | 0 | 0 | 0 | 0 | 0 | 0 | 0 | 0 | 0 | 0 | 0 | 0 | 0 | 0 | 0 | 0 | 0 | 0 | 0 | 0 | 0 | 0 | 0
TAS1 | PHES | 0 | 0 | 0 | 0 | 0 | 0 | 0 | 0 | 0 | 0 | 0 | 0 | 0 | 0 | 0 | 0 | 0 | 0 | 0 | 0 | 0 | 0 | 0 | 0 | 0
TAS1 | VPP | 0 | 0 | 0 | 0 | 0 | 0 | 0 | 0 | 0 | 0 | 0 | 0 | 0 | 0 | 0 | 0 | 0 | 0 | 0 | 0 | 0 | 0 | 0 | 0 | 0
Total |  | 0.0003495 | 0.00034527 | 0.00033871 | 166.2545 | 1327.6357 | 313.0182 | 1794.715 | 1083.8731 | 6272.3564 | 3788.1111 | 1886.9635 | 3693.2565 | 1683.2741 | 5127.3811 | 1913.9326 | 1287.6886 | 564.8291 | 685.529 | 705.4873 | 217.0133 | 814.6528 | 533.6385 | 1534.7571 | 1520.7756 | 0.00057702

## ML2_Build Cost
New generation build cost (CAPEX) by technology ($000s) - ML2, Step Change Scenario
CAPEX | Real June 2024 dollars discounted to 1 July 2025. The total capital costs are annualised for modelling purposes. Build costs do not include capital costs of existing, committed and anticipated generators and transmission projects since there will be no difference in these costs between the Base Case and option case.
Explicitly modelled generation
Region | Technology | 2026-27 | 2027-28 | 2028-29 | 2029-30 | 2030-31 | 2031-32 | 2032-33 | 2033-34 | 2034-35 | 2035-36 | 2036-37 | 2037-38 | 2038-39 | 2039-40 | 2040-41 | 2041-42 | 2042-43 | 2043-44 | 2044-45 | 2045-46 | 2046-47 | 2047-48 | 2048-49 | 2049-50 | 2050-51
NEM | Black Coal | 0 | 0 | 0 | 0 | 0 | 0 | 0 | 0 | 0 | 0 | 0 | 0 | 0 | 0 | 0 | 0 | 0 | 0 | 0 | 0 | 0 | 0 | 0 | 0 | 0
NEM | Brown Coal | 0 | 0 | 0 | 0 | 0 | 0 | 0 | 0 | 0 | 0 | 0 | 0 | 0 | 0 | 0 | 0 | 0 | 0 | 0 | 0 | 0 | 0 | 0 | 0 | 0
NEM | CCGT | 0.00028474 | 0.00026682 | 0.00024866 | 0.00023239 | 0.00045421 | 0.00042562 | 0.00059917 | 0.0005762 | 0.0005385 | 0.0005046 | 0.00047026 | 0.00075065 | 0.00070155 | 0.00065739 | 0.00061264 | 0.00057256 | 0.00053511 | 0.00050142 | 0.0004673 | 0.00043673 | 0.00054379 | 0.00050956 | 0.00053327 | 0.00049838 | 0.00081652
NEM | Gas - Steam | 0 | 0 | 0 | 0 | 0 | 0 | 0 | 0 | 0 | 0 | 0 | 0 | 0 | 0 | 0 | 0 | 0 | 0 | 0 | 0 | 0 | 0 | 0 | 0 | 0
NEM | OCGT / Diesel | 0.00061702 | 0.00057818 | 0.00058347 | 0.0005628 | 0.00053794 | 0.00050408 | 0.00060482 | 0.00056526 | 0.00052828 | 0.00049502 | 0.00046133 | 77464.815 | 72397.0234 | 68656.9997 | 63984.1744 | 117033.0133 | 109376.648 | 199036.9461 | 211608.929 | 197765.3541 | 221070.7465 | 207155.0234 | 228458.2151 | 213512.3505 | 247352.2078
NEM | Hydro | 0 | 0 | 0 | 0 | 0 | 0 | 0 | 0 | 0 | 0 | 0 | 0 | 0 | 0 | 0 | 0 | 0 | 0 | 0 | 0 | 0 | 0 | 0 | 0 | 0
NEM | Hydrogen Turbine | 0 | 0 | 0 | 0 | 0 | 0 | 0 | 0 | 0 | 0 | 0 | 0 | 0 | 0 | 0 | 0 | 0 | 0 | 0 | 0 | 0 | 0 | 0 | 0 | 0
NEM | Wind | 184809.0481 | 497005.7981 | 1130267.3683 | 4012187.5483 | 3773677.9455 | 3557735.9245 | 3508232.314 | 3455057.7921 | 3756714.2529 | 3636792.5389 | 3901023.3249 | 4184516.593 | 4114611.733 | 4038576.2536 | 3775130.1099 | 3528158.9806 | 3390606.8456 | 3180081.2522 | 3015139.8747 | 2831638.4748 | 2769880.5137 | 2623777.1855 | 2445201.7669 | 2285235.2956 | 2135733.9206
NEM | Solar PV | 233148.6538 | 294600.4036 | 274549.7723 | 950798.3137 | 888596.5546 | 832662.1363 | 775990.7888 | 748764.5198 | 862487.8264 | 808196.8721 | 753190.6408 | 756075.505 | 706612.6213 | 662133.5318 | 750983.5213 | 842286.099 | 925526.6931 | 1067528.3603 | 1009524.1166 | 953247.9634 | 1061173.3356 | 1005605.4947 | 966979.9003 | 904497.8873 | 845325.1281
NEM | Grid Battery | 107841.7442 | 197483.9394 | 312735.3684 | 1074137.9689 | 1003867.2604 | 940676.9059 | 876654.0263 | 819302.8281 | 916870.1536 | 859155.9993 | 800681.4678 | 808287.6517 | 755409.02 | 761954.1859 | 710095.252 | 946911.0553 | 884963.6029 | 833772.8209 | 793333.5402 | 745832.3572 | 726868.7985 | 656218.2573 | 646259.4644 | 402120.0095 | 394127.8125
NEM | PHES | 0 | 0 | 0.0069578 | 0.012534 | 0.012241 | 0.01147 | 15525.2668 | 23603.4987 | 22134.1688 | 36678.6344 | 40183.1861 | 47405.8463 | 44304.5293 | 41515.6959 | 38690.1196 | 36158.9987 | 33793.4568 | 31666.2639 | 29511.0457 | 27580.4166 | 25776.0922 | 24153.5666 | 22509.665 | 21037.0703 | 19660.8141
NEM | VPP | 0 | 0 | 0 | 0 | 0 | 0 | 0 | 0 | 0 | 0 | 0 | 0 | 0 | 0 | 0 | 0 | 0 | 0 | 0 | 0 | 0 | 0 | 0 | 0 | 0
Total |  | 525799.447 | 989090.142 | 1717552.5168 | 6037123.8441 | 5666141.7737 | 5331074.9791 | 5176402.3971 | 5046728.6398 | 5558206.4028 | 5340824.0457 | 5495078.6206 | 5873750.4118 | 5693334.9276 | 5572836.6676 | 5338883.1778 | 5470548.1475 | 5344267.2468 | 5312085.6439 | 5059117.5067 | 4756064.5665 | 4804769.4871 | 4516909.5279 | 4309409.0122 | 3826402.6136 | 3642199.8839
Region | Technology | 2026-27 | 2027-28 | 2028-29 | 2029-30 | 2030-31 | 2031-32 | 2032-33 | 2033-34 | 2034-35 | 2035-36 | 2036-37 | 2037-38 | 2038-39 | 2039-40 | 2040-41 | 2041-42 | 2042-43 | 2043-44 | 2044-45 | 2045-46 | 2046-47 | 2047-48 | 2048-49 | 2049-50 | 2050-51
NSW1 | Black Coal | 0 | 0 | 0 | 0 | 0 | 0 | 0 | 0 | 0 | 0 | 0 | 0 | 0 | 0 | 0 | 0 | 0 | 0 | 0 | 0 | 0 | 0 | 0 | 0 | 0
NSW1 | Brown Coal | 0 | 0 | 0 | 0 | 0 | 0 | 0 | 0 | 0 | 0 | 0 | 0 | 0 | 0 | 0 | 0 | 0 | 0 | 0 | 0 | 0 | 0 | 0 | 0 | 0
NSW1 | CCGT | 7.8742e-05 | 7.3786e-05 | 6.8764e-05 | 6.4265e-05 | 0.00012694 | 0.00011895 | 0.0001789 | 0.00016719 | 0.00015625 | 0.00014642 | 0.00013645 | 0.00017304 | 0.00016172 | 0.00015154 | 0.00014122 | 0.00013199 | 0.00012335 | 0.00011559 | 0.00010772 | 0.00010067 | 0.00010442 | 9.7844e-05 | 9.1185e-05 | 8.5219e-05 | 0.00016915
NSW1 | Gas - Steam | 0 | 0 | 0 | 0 | 0 | 0 | 0 | 0 | 0 | 0 | 0 | 0 | 0 | 0 | 0 | 0 | 0 | 0 | 0 | 0 | 0 | 0 | 0 | 0 | 0
NSW1 | OCGT / Diesel | 0.0001256 | 0.00011769 | 0.00010968 | 0.00012001 | 0.00011216 | 0.0001051 | 0.00015668 | 0.00014643 | 0.00013685 | 0.00012824 | 0.00011951 | 70172.3339 | 65581.6205 | 61861.2347 | 57650.9321 | 53879.3758 | 50354.5568 | 122842.5818 | 139059.701 | 129962.3373 | 121460.1283 | 113814.587 | 106068.3167 | 99129.2679 | 107627.7525
NSW1 | Hydro | 0 | 0 | 0 | 0 | 0 | 0 | 0 | 0 | 0 | 0 | 0 | 0 | 0 | 0 | 0 | 0 | 0 | 0 | 0 | 0 | 0 | 0 | 0 | 0 | 0
NSW1 | Hydrogen Turbine | 0 | 0 | 0 | 0 | 0 | 0 | 0 | 0 | 0 | 0 | 0 | 0 | 0 | 0 | 0 | 0 | 0 | 0 | 0 | 0 | 0 | 0 | 0 | 0 | 0
NSW1 | Wind | 98115.554 | 337542.017 | 703898.448 | 1111297.5919 | 1038595.88 | 973219.4658 | 906981.7248 | 847646.4716 | 792192.9639 | 742326.8548 | 996689.653 | 1128992.6397 | 1055133.3079 | 990735.5825 | 929466.2717 | 868660.0668 | 811831.8379 | 760729.5222 | 725223.6093 | 677910.2025 | 642433.7274 | 601994.5015 | 561022.4935 | 524320.0873 | 490018.773
NSW1 | Solar PV | 227562.6119 | 289365.9858 | 269671.6107 | 286379.6405 | 267644.5238 | 250797.1247 | 233727.7631 | 218437.1617 | 204146.8801 | 191296.4623 | 178276.7417 | 166613.7772 | 155713.8104 | 145912.1054 | 155534.8232 | 199930.5114 | 243473.182 | 319407.9662 | 297844.2828 | 278359.1427 | 312119.7412 | 300159.6545 | 279730.6576 | 261430.5211 | 244327.5897
NSW1 | Grid Battery | 0.0014199 | 93911.3091 | 87519.6645 | 358947.203 | 335464.6756 | 314348.2067 | 292953.5307 | 273788.3464 | 255876.9592 | 239770.2921 | 223451.4216 | 208833.1043 | 195171.1254 | 182885.7045 | 170438.4237 | 231161.8751 | 216039.1356 | 202440.1369 | 188661.9731 | 176319.601 | 164784.6742 | 130166.0021 | 121883.1705 | 42354.222 | 44514.5262
NSW1 | PHES | 0 | 0 | 0.0019297 | 0.0040698 | 0.0038036 | 0.0035641 | 0.0033216 | 0.0031043 | 0.0029012 | 0.0027186 | 0.0025676 | 0.003636 | 0.0033981 | 0.0034361 | 0.0032023 | 0.0035015 | 0.0032724 | 0.0037129 | 0.0037911 | 0.0035431 | 0.0036463 | 0.0034168 | 0.0033067 | 0.0031201 | 0.0030389
NSW1 | VPP | 0 | 0 | 0 | 0 | 0 | 0 | 0 | 0 | 0 | 0 | 0 | 0 | 0 | 0 | 0 | 0 | 0 | 0 | 0 | 0 | 0 | 0 | 0 | 0 | 0
Total |  | 325678.1676 | 720819.312 | 1061089.7253 | 1756624.4397 | 1641705.0834 | 1538364.801 | 1433663.0224 | 1339871.9831 | 1252216.8063 | 1173393.6122 | 1398417.8191 | 1574611.859 | 1471599.8678 | 1381394.6307 | 1313090.4541 | 1353631.8327 | 1321698.7156 | 1405420.2109 | 1350789.57 | 1262551.2872 | 1240798.2749 | 1146134.7487 | 1068704.6416 | 927234.1015 | 886488.6447
Region | Technology | 2026-27 | 2027-28 | 2028-29 | 2029-30 | 2030-31 | 2031-32 | 2032-33 | 2033-34 | 2034-35 | 2035-36 | 2036-37 | 2037-38 | 2038-39 | 2039-40 | 2040-41 | 2041-42 | 2042-43 | 2043-44 | 2044-45 | 2045-46 | 2046-47 | 2047-48 | 2048-49 | 2049-50 | 2050-51
QLD1 | Black Coal | 0 | 0 | 0 | 0 | 0 | 0 | 0 | 0 | 0 | 0 | 0 | 0 | 0 | 0 | 0 | 0 | 0 | 0 | 0 | 0 | 0 | 0 | 0 | 0 | 0
QLD1 | Brown Coal | 0 | 0 | 0 | 0 | 0 | 0 | 0 | 0 | 0 | 0 | 0 | 0 | 0 | 0 | 0 | 0 | 0 | 0 | 0 | 0 | 0 | 0 | 0 | 0 | 0
QLD1 | CCGT | 8.0416e-05 | 7.5354e-05 | 7.0226e-05 | 6.5632e-05 | 0.00010287 | 9.6393e-05 | 0.00013539 | 0.00014275 | 0.00013341 | 0.00012501 | 0.0001165 | 0.00028213 | 0.00026368 | 0.00024708 | 0.00023026 | 0.0002152 | 0.00020112 | 0.00018846 | 0.00017563 | 0.00016414 | 0.00027871 | 0.00026117 | 0.00029331 | 0.00027412 | 0.00038586
QLD1 | Gas - Steam | 0 | 0 | 0 | 0 | 0 | 0 | 0 | 0 | 0 | 0 | 0 | 0 | 0 | 0 | 0 | 0 | 0 | 0 | 0 | 0 | 0 | 0 | 0 | 0 | 0
QLD1 | OCGT / Diesel | 0.000127 | 0.00011901 | 0.00013827 | 0.00012922 | 0.00012077 | 0.00011317 | 0.00010546 | 9.8565e-05 | 9.2116e-05 | 8.6318e-05 | 8.0443e-05 | 0.0005303 | 0.00049561 | 0.00046441 | 0.0004328 | 0.00040449 | 0.00037803 | 0.00035423 | 1540.6857 | 1439.8932 | 37589.0073 | 35222.895 | 68227.8622 | 63764.3572 | 59592.8572
QLD1 | Hydro | 0 | 0 | 0 | 0 | 0 | 0 | 0 | 0 | 0 | 0 | 0 | 0 | 0 | 0 | 0 | 0 | 0 | 0 | 0 | 0 | 0 | 0 | 0 | 0 | 0
QLD1 | Hydrogen Turbine | 0 | 0 | 0 | 0 | 0 | 0 | 0 | 0 | 0 | 0 | 0 | 0 | 0 | 0 | 0 | 0 | 0 | 0 | 0 | 0 | 0 | 0 | 0 | 0 | 0
QLD1 | Wind | 0.0014324 | 0.0013422 | 0.0019625 | 1236050.2034 | 1155187.1057 | 1082471.6326 | 1008798.1416 | 942802.0012 | 1107601.394 | 1037881.295 | 967242.6418 | 1053843.36 | 984900.3362 | 922903.8912 | 865351.1807 | 808739.4213 | 839393.3429 | 786639.2604 | 761256.9618 | 711455.1043 | 720084.0642 | 674756.9885 | 628832.7338 | 587694.1436 | 549246.863
QLD1 | Solar PV | 0.00048313 | 0.00045272 | 0.00059 | 361989.2797 | 338307.7379 | 317012.307 | 295436.3116 | 299648.1861 | 410922.3247 | 385056.029 | 358848.9479 | 335372.8484 | 313432.5685 | 293702.9529 | 385446.8023 | 406306.5676 | 461446.9501 | 488719.9799 | 464473.2426 | 443854.6234 | 526118.1356 | 493000.6182 | 487765.9024 | 456634.3379 | 426761.0634
QLD1 | Grid Battery | 0.0013944 | 2519.1926 | 83808.1997 | 318258.5478 | 297437.895 | 278715.095 | 259745.6241 | 242752.9197 | 226871.8875 | 212591.0004 | 198121.9643 | 229994.1856 | 214947.837 | 231489.201 | 215733.9451 | 359967.6378 | 336418.353 | 319756.806 | 314301.6787 | 298139.0288 | 336306.3546 | 314486.5018 | 339404.087 | 255254.242 | 239300.7841
QLD1 | PHES | 0 | 0 | 0.0025304 | 0.0045933 | 0.0042928 | 0.0040226 | 0.0037488 | 0.0035036 | 0.0032744 | 0.0030683 | 0.0030061 | 0.0047573 | 0.004446 | 0.0042528 | 0.0039633 | 0.0040333 | 0.0037695 | 0.0039323 | 0.0046563 | 0.0043517 | 0.0056203 | 0.0052665 | 0.0054452 | 0.005089 | 0.0048633
QLD1 | VPP | 0 | 0 | 0 | 0 | 0 | 0 | 0 | 0 | 0 | 0 | 0 | 0 | 0 | 0 | 0 | 0 | 0 | 0 | 0 | 0 | 0 | 0 | 0 | 0 | 0
Total |  | 0.0035173 | 2519.1946 | 83808.205 | 1916298.0357 | 1790932.7432 | 1678199.0388 | 1563980.0813 | 1485203.1107 | 1745395.6096 | 1635528.3277 | 1524213.5571 | 1619210.3996 | 1513280.7468 | 1448096.0501 | 1466531.9327 | 1575013.6314 | 1637258.6504 | 1595116.0508 | 1541572.5737 | 1454888.6542 | 1620097.5677 | 1517467.009 | 1524230.5912 | 1363347.0861 | 1274901.5729
Region | Technology | 2026-27 | 2027-28 | 2028-29 | 2029-30 | 2030-31 | 2031-32 | 2032-33 | 2033-34 | 2034-35 | 2035-36 | 2036-37 | 2037-38 | 2038-39 | 2039-40 | 2040-41 | 2041-42 | 2042-43 | 2043-44 | 2044-45 | 2045-46 | 2046-47 | 2047-48 | 2048-49 | 2049-50 | 2050-51
VIC1 | Black Coal | 0 | 0 | 0 | 0 | 0 | 0 | 0 | 0 | 0 | 0 | 0 | 0 | 0 | 0 | 0 | 0 | 0 | 0 | 0 | 0 | 0 | 0 | 0 | 0 | 0
VIC1 | Brown Coal | 0 | 0 | 0 | 0 | 0 | 0 | 0 | 0 | 0 | 0 | 0 | 0 | 0 | 0 | 0 | 0 | 0 | 0 | 0 | 0 | 0 | 0 | 0 | 0 | 0
VIC1 | CCGT | 0 | 0 | 0 | 0 | 0 | 0 | 0 | 0 | 0 | 0 | 0 | 0 | 0 | 0 | 0 | 0 | 0 | 0 | 0 | 0 | 0 | 0 | 0 | 0 | 0
VIC1 | Gas - Steam | 0 | 0 | 0 | 0 | 0 | 0 | 0 | 0 | 0 | 0 | 0 | 0 | 0 | 0 | 0 | 0 | 0 | 0 | 0 | 0 | 0 | 0 | 0 | 0 | 0
VIC1 | OCGT / Diesel | 0.00012474 | 0.00011688 | 0.00012622 | 0.00011796 | 0.00011024 | 0.0001033 | 0.00014282 | 0.00013348 | 0.00012474 | 0.00011689 | 0.00010894 | 7292.4799 | 6815.4018 | 6795.7639 | 6333.2413 | 63153.6365 | 59022.0901 | 76194.3632 | 71008.5416 | 66363.123 | 62021.6102 | 58117.5407 | 54162.0356 | 50618.7248 | 80131.5975
VIC1 | Hydro | 0 | 0 | 0 | 0 | 0 | 0 | 0 | 0 | 0 | 0 | 0 | 0 | 0 | 0 | 0 | 0 | 0 | 0 | 0 | 0 | 0 | 0 | 0 | 0 | 0
VIC1 | Hydrogen Turbine | 0 | 0 | 0 | 0 | 0 | 0 | 0 | 0 | 0 | 0 | 0 | 0 | 0 | 0 | 0 | 0 | 0 | 0 | 0 | 0 | 0 | 0 | 0 | 0 | 0
VIC1 | Wind | 0.0009399 | 0.0011235 | 180617.2904 | 1066600.6161 | 996823.0054 | 934076.065 | 1041605.6978 | 1132159.7421 | 1343534.5121 | 1337835.8603 | 1438778.6429 | 1522416.7321 | 1586990.2848 | 1638152.3852 | 1526659.02 | 1426784.1304 | 1333443.1122 | 1252326.4995 | 1167092.6123 | 1104360.3724 | 1047886.7986 | 1010159.7248 | 941407.8137 | 879820.3864 | 822262.0431
VIC1 | Solar PV | 0.00017804 | 0.00016683 | 0.00023148 | 208051.2122 | 194440.3852 | 182200.9614 | 169800.2845 | 158691.8547 | 180140.755 | 168801.4489 | 157312.7487 | 147021.2605 | 137403.0471 | 128753.9482 | 119990.8984 | 112141.0266 | 104804.6977 | 105228.5374 | 98066.6374 | 91651.0629 | 92670.8472 | 90380.3669 | 85726.2723 | 80118.0115 | 74876.6462
VIC1 | Grid Battery | 99419.4984 | 93161.3482 | 86820.749 | 297105.5038 | 277668.6951 | 260190.3053 | 242481.6397 | 226618.3548 | 362959.431 | 340112.2519 | 316964.0638 | 296228.097 | 276848.6887 | 259421.9158 | 241765.5471 | 225949.1094 | 211167.3919 | 197875.0545 | 184407.592 | 172343.5439 | 135400.6461 | 126877.5918 | 118242.2469 | 54749.1149 | 51167.3978
VIC1 | PHES | 0 | 0 | 0.00089104 | 0.0017887 | 0.0016717 | 0.0015665 | 0.0015157 | 0.0014165 | 0.0021037 | 0.0019713 | 0.0018371 | 0.0017637 | 0.0016484 | 0.0015937 | 0.0014853 | 0.0017266 | 0.0016137 | 0.0016481 | 0.0016034 | 0.0014985 | 0.0014394 | 0.0013488 | 0.001257 | 0.0012432 | 0.0013669
VIC1 | VPP | 0 | 0 | 0 | 0 | 0 | 0 | 0 | 0 | 0 | 0 | 0 | 0 | 0 | 0 | 0 | 0 | 0 | 0 | 0 | 0 | 0 | 0 | 0 | 0 | 0
Total |  | 99419.4997 | 93161.3496 | 267438.0406 | 1571757.3341 | 1468932.0875 | 1376467.3334 | 1453887.6238 | 1517469.9532 | 1886634.7004 | 1846749.5632 | 1913055.4574 | 1972958.5711 | 2008057.424 | 2033124.0146 | 1894748.7082 | 1828027.9046 | 1708437.2936 | 1631624.4562 | 1520575.3848 | 1434718.1037 | 1337979.9036 | 1285535.2256 | 1199538.3698 | 1065306.2389 | 1028437.686
Region | Technology | 2026-27 | 2027-28 | 2028-29 | 2029-30 | 2030-31 | 2031-32 | 2032-33 | 2033-34 | 2034-35 | 2035-36 | 2036-37 | 2037-38 | 2038-39 | 2039-40 | 2040-41 | 2041-42 | 2042-43 | 2043-44 | 2044-45 | 2045-46 | 2046-47 | 2047-48 | 2048-49 | 2049-50 | 2050-51
SA1 | Black Coal | 0 | 0 | 0 | 0 | 0 | 0 | 0 | 0 | 0 | 0 | 0 | 0 | 0 | 0 | 0 | 0 | 0 | 0 | 0 | 0 | 0 | 0 | 0 | 0 | 0
SA1 | Brown Coal | 0 | 0 | 0 | 0 | 0 | 0 | 0 | 0 | 0 | 0 | 0 | 0 | 0 | 0 | 0 | 0 | 0 | 0 | 0 | 0 | 0 | 0 | 0 | 0 | 0
SA1 | CCGT | 7.2266e-05 | 6.7717e-05 | 6.3108e-05 | 5.898e-05 | 0.00012578 | 0.00011786 | 0.0001782 | 0.00016654 | 0.00015565 | 0.00014585 | 0.00013592 | 0.0002067 | 0.00019318 | 0.00018102 | 0.0001687 | 0.00015766 | 0.00014735 | 0.00013807 | 0.00012868 | 0.00012026 | 0.00011239 | 0.00010532 | 9.8149e-05 | 9.1728e-05 | 0.00018213
SA1 | Gas - Steam | 0 | 0 | 0 | 0 | 0 | 0 | 0 | 0 | 0 | 0 | 0 | 0 | 0 | 0 | 0 | 0 | 0 | 0 | 0 | 0 | 0 | 0 | 0 | 0 | 0
SA1 | OCGT / Diesel | 0.00011818 | 0.00011074 | 0.00010321 | 9.6453e-05 | 9.0143e-05 | 8.4469e-05 | 9.4619e-05 | 8.8429e-05 | 8.2644e-05 | 7.7441e-05 | 7.2171e-05 | 0.0004778 | 0.00044655 | 0.00041844 | 0.00038996 | 0.00037533 | 0.00035077 | 0.00035584 | 0.00033162 | 0.00030993 | 0.00028965 | 0.00027142 | 0.00025295 | 0.0002364 | 0.00025852
SA1 | Hydro | 0 | 0 | 0 | 0 | 0 | 0 | 0 | 0 | 0 | 0 | 0 | 0 | 0 | 0 | 0 | 0 | 0 | 0 | 0 | 0 | 0 | 0 | 0 | 0 | 0
SA1 | Hydrogen Turbine | 0 | 0 | 0 | 0 | 0 | 0 | 0 | 0 | 0 | 0 | 0 | 0 | 0 | 0 | 0 | 0 | 0 | 0 | 0 | 0 | 0 | 0 | 0 | 0 | 0
SA1 | Wind | 0.0013674 | 0.0014714 | 26977.7076 | 327762.6322 | 306320.217 | 287038.302 | 267502.3501 | 250002.1963 | 233646.9124 | 240624.7226 | 225872.0614 | 211095.3864 | 224180.7898 | 228015.8743 | 212497.0154 | 198595.3415 | 195303.0194 | 183009.2954 | 177623.5592 | 166003.3263 | 198812.8681 | 186316.1601 | 173635.4011 | 162276.0757 | 151659.8838
SA1 | Solar PV | 5586.041 | 5234.4169 | 4878.1605 | 94378.1809 | 88203.9073 | 82651.7428 | 77026.4292 | 71987.317 | 67277.8663 | 63042.9317 | 58752.2023 | 107067.6186 | 100063.1949 | 93764.5249 | 90010.997 | 123907.9928 | 115801.8628 | 154171.8764 | 149139.9533 | 139383.1339 | 130264.6111 | 122064.8548 | 113757.0675 | 106315.0164 | 99359.8284
SA1 | Grid Battery | 8422.2421 | 7892.0879 | 54586.7537 | 99826.7128 | 93295.9932 | 87423.2976 | 81473.2299 | 76143.2055 | 71161.8742 | 66682.4533 | 62144.0165 | 73232.2631 | 68441.3673 | 88157.3627 | 82157.3342 | 129832.4308 | 121338.7203 | 113700.8215 | 105962.2944 | 99030.1817 | 90377.1218 | 84688.1601 | 66729.9586 | 49762.429 | 59145.1026
SA1 | PHES | 0 | 0 | 0.00054347 | 0.00088617 | 0.00082819 | 0.00077606 | 0.00078523 | 0.00073386 | 0.00068585 | 0.00064268 | 0.00059894 | 0.00074649 | 0.00069765 | 0.00069271 | 0.00064556 | 0.00072654 | 0.00067901 | 0.00072841 | 0.00077985 | 0.00072884 | 0.00071352 | 0.00066861 | 0.00064374 | 0.00070447 | 0.00072136
SA1 | VPP | 0 | 0 | 0 | 0 | 0 | 0 | 0 | 0 | 0 | 0 | 0 | 0 | 0 | 0 | 0 | 0 | 0 | 0 | 0 | 0 | 0 | 0 | 0 | 0 | 0
Total |  | 14008.2846 | 13126.5064 | 86442.6225 | 521967.5269 | 487820.1186 | 457113.3434 | 426002.0102 | 398132.7197 | 372086.6538 | 370350.1084 | 346768.281 | 391395.2694 | 392685.3533 | 409937.7631 | 384665.3478 | 452335.7664 | 432443.6037 | 450881.9944 | 432725.8082 | 404416.6431 | 419454.6021 | 393069.176 | 354122.4282 | 318353.5221 | 310164.816
Region | Technology | 2026-27 | 2027-28 | 2028-29 | 2029-30 | 2030-31 | 2031-32 | 2032-33 | 2033-34 | 2034-35 | 2035-36 | 2036-37 | 2037-38 | 2038-39 | 2039-40 | 2040-41 | 2041-42 | 2042-43 | 2043-44 | 2044-45 | 2045-46 | 2046-47 | 2047-48 | 2048-49 | 2049-50 | 2050-51
TAS1 | Black Coal | 0 | 0 | 0 | 0 | 0 | 0 | 0 | 0 | 0 | 0 | 0 | 0 | 0 | 0 | 0 | 0 | 0 | 0 | 0 | 0 | 0 | 0 | 0 | 0 | 0
TAS1 | Brown Coal | 0 | 0 | 0 | 0 | 0 | 0 | 0 | 0 | 0 | 0 | 0 | 0 | 0 | 0 | 0 | 0 | 0 | 0 | 0 | 0 | 0 | 0 | 0 | 0 | 0
TAS1 | CCGT | 5.3314e-05 | 4.9958e-05 | 4.6558e-05 | 4.3512e-05 | 9.8623e-05 | 9.2415e-05 | 0.00010669 | 9.9711e-05 | 9.3188e-05 | 8.7322e-05 | 8.1379e-05 | 8.878e-05 | 8.2972e-05 | 7.7749e-05 | 7.2458e-05 | 6.7717e-05 | 6.3287e-05 | 5.9304e-05 | 5.5267e-05 | 5.1652e-05 | 4.8273e-05 | 4.5234e-05 | 5.0625e-05 | 4.7314e-05 | 7.9382e-05
TAS1 | Gas - Steam | 0 | 0 | 0 | 0 | 0 | 0 | 0 | 0 | 0 | 0 | 0 | 0 | 0 | 0 | 0 | 0 | 0 | 0 | 0 | 0 | 0 | 0 | 0 | 0 | 0
TAS1 | OCGT / Diesel | 0.0001215 | 0.00011385 | 0.0001061 | 9.9161e-05 | 0.00010463 | 9.8042e-05 | 0.00010524 | 9.8354e-05 | 9.1919e-05 | 8.6133e-05 | 8.0271e-05 | 0.0002066 | 0.00019308 | 0.00018093 | 0.00016861 | 0.00027807 | 0.00025988 | 0.00041382 | 0.0004027 | 0.00037635 | 0.00035173 | 0.00032959 | 0.00030716 | 0.00028706 | 0.00035412
TAS1 | Hydro | 0 | 0 | 0 | 0 | 0 | 0 | 0 | 0 | 0 | 0 | 0 | 0 | 0 | 0 | 0 | 0 | 0 | 0 | 0 | 0 | 0 | 0 | 0 | 0 | 0
TAS1 | Hydrogen Turbine | 0 | 0 | 0 | 0 | 0 | 0 | 0 | 0 | 0 | 0 | 0 | 0 | 0 | 0 | 0 | 0 | 0 | 0 | 0 | 0 | 0 | 0 | 0 | 0 | 0
TAS1 | Wind | 86693.4903 | 159463.7772 | 218773.9203 | 270476.5046 | 276751.7374 | 280930.4591 | 283344.3996 | 282447.3809 | 279738.4706 | 278123.8062 | 272440.3258 | 268168.4748 | 263407.0142 | 258768.5204 | 241156.6221 | 225380.0206 | 210635.5332 | 197376.6747 | 183943.1322 | 171909.4693 | 160663.0554 | 150549.8106 | 140303.3248 | 131124.6026 | 122546.3576
TAS1 | Solar PV | 0.00026133 | 0.00031227 | 0.00029102 | 0.00031548 | 0.00029484 | 0.00029673 | 0.00033276 | 0.00031099 | 0.00029065 | 0.00027235 | 0.0002805 | 0.00033909 | 0.0003169 | 0.00051023 | 0.00048067 | 0.00052266 | 0.0004972 | 0.00049809 | 0.00047118 | 0.00044035 | 0.00044622 | 0.00041813 | 0.0004591 | 0.00042907 | 0.000401
TAS1 | Grid Battery | 0.00091019 | 0.0017052 | 0.0015891 | 0.0014852 | 0.0014788 | 0.0013857 | 0.0018054 | 0.0017377 | 0.0016374 | 0.0016266 | 0.0016292 | 0.0018023 | 0.0016844 | 0.0019202 | 0.0018094 | 0.0022007 | 0.0020614 | 0.0019846 | 0.0019069 | 0.0017866 | 0.0017727 | 0.0014735 | 0.001447 | 0.0016027 | 0.001775
TAS1 | PHES | 0 | 0 | 0.0010632 | 0.001196 | 0.0016446 | 0.0015411 | 15525.2575 | 23603.4899 | 22134.1599 | 36678.626 | 40183.1781 | 47405.8354 | 44304.5191 | 41515.6859 | 38690.1103 | 36158.9888 | 33793.4474 | 31666.2539 | 29511.0349 | 27580.4064 | 25776.0808 | 24153.5559 | 22509.6543 | 21037.0602 | 19660.8041
TAS1 | VPP | 0 | 0 | 0 | 0 | 0 | 0 | 0 | 0 | 0 | 0 | 0 | 0 | 0 | 0 | 0 | 0 | 0 | 0 | 0 | 0 | 0 | 0 | 0 | 0 | 0
Total |  | 86693.4916 | 159463.7794 | 218773.9234 | 270476.5077 | 276751.741 | 280930.4625 | 298869.6595 | 306050.873 | 301872.6326 | 314802.4342 | 312623.506 | 315574.3127 | 307711.5356 | 300284.209 | 279846.735 | 261539.0124 | 244428.9835 | 229042.9315 | 213454.1699 | 199489.8784 | 186439.1388 | 174703.3687 | 162812.9814 | 152161.6651 | 142207.1643

## ML2_Rehab Cost
Rehabilition cost by technology ($000s) - ML2, Step Change Scenario
Rehab | Real June 2024 dollars discounted to 1 July 2025
Explicitly modelled generation
Region | Technology | 2026-27 | 2027-28 | 2028-29 | 2029-30 | 2030-31 | 2031-32 | 2032-33 | 2033-34 | 2034-35 | 2035-36 | 2036-37 | 2037-38 | 2038-39 | 2039-40 | 2040-41 | 2041-42 | 2042-43 | 2043-44 | 2044-45 | 2045-46 | 2046-47 | 2047-48 | 2048-49 | 2049-50 | 2050-51
NEM | Black Coal | 0 | 0 | 49163.4349 | 424042.632 | 0 | 0 | 0 | 0 | 21326.8724 | 7069.8758 | 5.2567e-06 | 0 | 13909.3826 | 0 | 39414.3115 | 5.8234e-05 | 854.7721 | 0 | 0 | 7.2414e-06 | 0 | 1.7027e-05 | 0 | 0 | 0
NEM | Brown Coal | 0 | 21899.0903 | 0.0036249 | 157717.2833 | 42836.8595 | 11618.3269 | 0 | 0 | 0.00035699 | 6.1285e-06 | 0 | 0 | 1.6175e-05 | 0 | 2.7225e-06 | 0 | 0 | 0 | 0 | 1.7176e-06 | 0 | 0 | 0 | 0 | 0
NEM | CCGT | 0 | 0 | 0 | 0 | 0 | 0 | 0 | 0 | 0 | 0 | 0 | 0 | 0 | 0 | 0 | 0 | 0 | 0 | 0 | 0 | 0 | 0 | 0 | 0 | 0
NEM | Gas - Steam | 0 | 0 | 0 | 0 | 0 | 0 | 0 | 0 | 0 | 0 | 0 | 0 | 0 | 0 | 0 | 0 | 0 | 0 | 0 | 0 | 0 | 0 | 0 | 0 | 0
NEM | OCGT / Diesel | 0 | 0 | 0 | 0 | 0 | 0 | 0 | 0 | 0 | 0 | 0 | 0 | 0 | 0 | 0 | 0 | 0 | 0 | 0 | 0 | 0 | 0 | 0 | 0 | 0
NEM | Hydro | 0 | 0 | 0 | 0 | 0 | 0 | 0 | 0 | 0 | 0 | 0 | 0 | 0 | 0 | 0 | 0 | 0 | 0 | 0 | 0 | 0 | 0 | 0 | 0 | 0
NEM | Hydrogen Turbine | 0 | 0 | 0 | 0 | 0 | 0 | 0 | 0 | 0 | 0 | 0 | 0 | 0 | 0 | 0 | 0 | 0 | 0 | 0 | 0 | 0 | 0 | 0 | 0 | 0
NEM | Wind | 0 | 0 | 0 | 0 | 0 | 0 | 0 | 0 | 0 | 0 | 0 | 0 | 0 | 0 | 0 | 0 | 0 | 0 | 0 | 0 | 0 | 0 | 0 | 0 | 0
NEM | Solar PV | 0 | 0 | 0 | 0 | 0 | 0 | 0 | 0 | 0 | 0 | 0 | 0 | 0 | 0 | 0 | 0 | 0 | 0 | 0 | 0 | 0 | 0 | 0 | 0 | 0
NEM | Grid Battery | 0 | 0 | 0 | 0 | 0 | 0 | 0 | 0 | 0 | 0 | 0 | 0 | 0 | 0 | 0 | 0 | 0 | 0 | 0 | 0 | 0 | 0 | 0 | 0 | 0
NEM | PHES | 0 | 0 | 0 | 0 | 0 | 0 | 0 | 0 | 0 | 0 | 0 | 0 | 0 | 0 | 0 | 0 | 0 | 0 | 0 | 0 | 0 | 0 | 0 | 0 | 0
NEM | VPP | 0 | 0 | 0 | 0 | 0 | 0 | 0 | 0 | 0 | 0 | 0 | 0 | 0 | 0 | 0 | 0 | 0 | 0 | 0 | 0 | 0 | 0 | 0 | 0 | 0
Total |  | 0 | 21899.0903 | 49163.4385 | 581759.9153 | 42836.8595 | 11618.3269 | 0 | 0 | 21326.8727 | 7069.8758 | 5.2567e-06 | 0 | 13909.3826 | 0 | 39414.3115 | 5.8234e-05 | 854.7721 | 0 | 0 | 8.959e-06 | 0 | 1.7027e-05 | 0 | 0 | 0
Region | Technology | 2026-27 | 2027-28 | 2028-29 | 2029-30 | 2030-31 | 2031-32 | 2032-33 | 2033-34 | 2034-35 | 2035-36 | 2036-37 | 2037-38 | 2038-39 | 2039-40 | 2040-41 | 2041-42 | 2042-43 | 2043-44 | 2044-45 | 2045-46 | 2046-47 | 2047-48 | 2048-49 | 2049-50 | 2050-51
NSW1 | Black Coal | 0 | 0 | 20157.2557 | 104742.7087 | 0 | 0 | 0 | 0 | 0.0001194 | 7069.8758 | 0 | 0 | 6833.3793 | 0 | 0 | 0 | 0 | 0 | 0 | 0 | 0 | 0 | 0 | 0 | 0
NSW1 | Brown Coal | 0 | 0 | 0 | 0 | 0 | 0 | 0 | 0 | 0 | 0 | 0 | 0 | 0 | 0 | 0 | 0 | 0 | 0 | 0 | 0 | 0 | 0 | 0 | 0 | 0
NSW1 | CCGT | 0 | 0 | 0 | 0 | 0 | 0 | 0 | 0 | 0 | 0 | 0 | 0 | 0 | 0 | 0 | 0 | 0 | 0 | 0 | 0 | 0 | 0 | 0 | 0 | 0
NSW1 | Gas - Steam | 0 | 0 | 0 | 0 | 0 | 0 | 0 | 0 | 0 | 0 | 0 | 0 | 0 | 0 | 0 | 0 | 0 | 0 | 0 | 0 | 0 | 0 | 0 | 0 | 0
NSW1 | OCGT / Diesel | 0 | 0 | 0 | 0 | 0 | 0 | 0 | 0 | 0 | 0 | 0 | 0 | 0 | 0 | 0 | 0 | 0 | 0 | 0 | 0 | 0 | 0 | 0 | 0 | 0
NSW1 | Hydro | 0 | 0 | 0 | 0 | 0 | 0 | 0 | 0 | 0 | 0 | 0 | 0 | 0 | 0 | 0 | 0 | 0 | 0 | 0 | 0 | 0 | 0 | 0 | 0 | 0
NSW1 | Hydrogen Turbine | 0 | 0 | 0 | 0 | 0 | 0 | 0 | 0 | 0 | 0 | 0 | 0 | 0 | 0 | 0 | 0 | 0 | 0 | 0 | 0 | 0 | 0 | 0 | 0 | 0
NSW1 | Wind | 0 | 0 | 0 | 0 | 0 | 0 | 0 | 0 | 0 | 0 | 0 | 0 | 0 | 0 | 0 | 0 | 0 | 0 | 0 | 0 | 0 | 0 | 0 | 0 | 0
NSW1 | Solar PV | 0 | 0 | 0 | 0 | 0 | 0 | 0 | 0 | 0 | 0 | 0 | 0 | 0 | 0 | 0 | 0 | 0 | 0 | 0 | 0 | 0 | 0 | 0 | 0 | 0
NSW1 | Grid Battery | 0 | 0 | 0 | 0 | 0 | 0 | 0 | 0 | 0 | 0 | 0 | 0 | 0 | 0 | 0 | 0 | 0 | 0 | 0 | 0 | 0 | 0 | 0 | 0 | 0
NSW1 | PHES | 0 | 0 | 0 | 0 | 0 | 0 | 0 | 0 | 0 | 0 | 0 | 0 | 0 | 0 | 0 | 0 | 0 | 0 | 0 | 0 | 0 | 0 | 0 | 0 | 0
NSW1 | VPP | 0 | 0 | 0 | 0 | 0 | 0 | 0 | 0 | 0 | 0 | 0 | 0 | 0 | 0 | 0 | 0 | 0 | 0 | 0 | 0 | 0 | 0 | 0 | 0 | 0
Total |  | 0 | 0 | 20157.2557 | 104742.7087 | 0 | 0 | 0 | 0 | 0.0001194 | 7069.8758 | 0 | 0 | 6833.3793 | 0 | 0 | 0 | 0 | 0 | 0 | 0 | 0 | 0 | 0 | 0 | 0
Region | Technology | 2026-27 | 2027-28 | 2028-29 | 2029-30 | 2030-31 | 2031-32 | 2032-33 | 2033-34 | 2034-35 | 2035-36 | 2036-37 | 2037-38 | 2038-39 | 2039-40 | 2040-41 | 2041-42 | 2042-43 | 2043-44 | 2044-45 | 2045-46 | 2046-47 | 2047-48 | 2048-49 | 2049-50 | 2050-51
QLD1 | Black Coal | 0 | 0 | 29006.1792 | 319299.9233 | 0 | 0 | 0 | 0 | 21326.8723 | 3.9544e-06 | 5.2567e-06 | 0 | 7076.0033 | 0 | 39414.3115 | 5.8234e-05 | 854.7721 | 0 | 0 | 7.2414e-06 | 0 | 1.7027e-05 | 0 | 0 | 0
QLD1 | Brown Coal | 0 | 0 | 0 | 0 | 0 | 0 | 0 | 0 | 0 | 0 | 0 | 0 | 0 | 0 | 0 | 0 | 0 | 0 | 0 | 0 | 0 | 0 | 0 | 0 | 0
QLD1 | CCGT | 0 | 0 | 0 | 0 | 0 | 0 | 0 | 0 | 0 | 0 | 0 | 0 | 0 | 0 | 0 | 0 | 0 | 0 | 0 | 0 | 0 | 0 | 0 | 0 | 0
QLD1 | Gas - Steam | 0 | 0 | 0 | 0 | 0 | 0 | 0 | 0 | 0 | 0 | 0 | 0 | 0 | 0 | 0 | 0 | 0 | 0 | 0 | 0 | 0 | 0 | 0 | 0 | 0
QLD1 | OCGT / Diesel | 0 | 0 | 0 | 0 | 0 | 0 | 0 | 0 | 0 | 0 | 0 | 0 | 0 | 0 | 0 | 0 | 0 | 0 | 0 | 0 | 0 | 0 | 0 | 0 | 0
QLD1 | Hydro | 0 | 0 | 0 | 0 | 0 | 0 | 0 | 0 | 0 | 0 | 0 | 0 | 0 | 0 | 0 | 0 | 0 | 0 | 0 | 0 | 0 | 0 | 0 | 0 | 0
QLD1 | Hydrogen Turbine | 0 | 0 | 0 | 0 | 0 | 0 | 0 | 0 | 0 | 0 | 0 | 0 | 0 | 0 | 0 | 0 | 0 | 0 | 0 | 0 | 0 | 0 | 0 | 0 | 0
QLD1 | Wind | 0 | 0 | 0 | 0 | 0 | 0 | 0 | 0 | 0 | 0 | 0 | 0 | 0 | 0 | 0 | 0 | 0 | 0 | 0 | 0 | 0 | 0 | 0 | 0 | 0
QLD1 | Solar PV | 0 | 0 | 0 | 0 | 0 | 0 | 0 | 0 | 0 | 0 | 0 | 0 | 0 | 0 | 0 | 0 | 0 | 0 | 0 | 0 | 0 | 0 | 0 | 0 | 0
QLD1 | Grid Battery | 0 | 0 | 0 | 0 | 0 | 0 | 0 | 0 | 0 | 0 | 0 | 0 | 0 | 0 | 0 | 0 | 0 | 0 | 0 | 0 | 0 | 0 | 0 | 0 | 0
QLD1 | PHES | 0 | 0 | 0 | 0 | 0 | 0 | 0 | 0 | 0 | 0 | 0 | 0 | 0 | 0 | 0 | 0 | 0 | 0 | 0 | 0 | 0 | 0 | 0 | 0 | 0
QLD1 | VPP | 0 | 0 | 0 | 0 | 0 | 0 | 0 | 0 | 0 | 0 | 0 | 0 | 0 | 0 | 0 | 0 | 0 | 0 | 0 | 0 | 0 | 0 | 0 | 0 | 0
Total |  | 0 | 0 | 29006.1792 | 319299.9233 | 0 | 0 | 0 | 0 | 21326.8723 | 3.9544e-06 | 5.2567e-06 | 0 | 7076.0033 | 0 | 39414.3115 | 5.8234e-05 | 854.7721 | 0 | 0 | 7.2414e-06 | 0 | 1.7027e-05 | 0 | 0 | 0
Region | Technology | 2026-27 | 2027-28 | 2028-29 | 2029-30 | 2030-31 | 2031-32 | 2032-33 | 2033-34 | 2034-35 | 2035-36 | 2036-37 | 2037-38 | 2038-39 | 2039-40 | 2040-41 | 2041-42 | 2042-43 | 2043-44 | 2044-45 | 2045-46 | 2046-47 | 2047-48 | 2048-49 | 2049-50 | 2050-51
VIC1 | Black Coal | 0 | 0 | 0 | 0 | 0 | 0 | 0 | 0 | 0 | 0 | 0 | 0 | 0 | 0 | 0 | 0 | 0 | 0 | 0 | 0 | 0 | 0 | 0 | 0 | 0
VIC1 | Brown Coal | 0 | 21899.0903 | 0.0036249 | 157717.2833 | 42836.8595 | 11618.3269 | 0 | 0 | 0.00035699 | 6.1285e-06 | 0 | 0 | 1.6175e-05 | 0 | 2.7225e-06 | 0 | 0 | 0 | 0 | 1.7176e-06 | 0 | 0 | 0 | 0 | 0
VIC1 | CCGT | 0 | 0 | 0 | 0 | 0 | 0 | 0 | 0 | 0 | 0 | 0 | 0 | 0 | 0 | 0 | 0 | 0 | 0 | 0 | 0 | 0 | 0 | 0 | 0 | 0
VIC1 | Gas - Steam | 0 | 0 | 0 | 0 | 0 | 0 | 0 | 0 | 0 | 0 | 0 | 0 | 0 | 0 | 0 | 0 | 0 | 0 | 0 | 0 | 0 | 0 | 0 | 0 | 0
VIC1 | OCGT / Diesel | 0 | 0 | 0 | 0 | 0 | 0 | 0 | 0 | 0 | 0 | 0 | 0 | 0 | 0 | 0 | 0 | 0 | 0 | 0 | 0 | 0 | 0 | 0 | 0 | 0
VIC1 | Hydro | 0 | 0 | 0 | 0 | 0 | 0 | 0 | 0 | 0 | 0 | 0 | 0 | 0 | 0 | 0 | 0 | 0 | 0 | 0 | 0 | 0 | 0 | 0 | 0 | 0
VIC1 | Hydrogen Turbine | 0 | 0 | 0 | 0 | 0 | 0 | 0 | 0 | 0 | 0 | 0 | 0 | 0 | 0 | 0 | 0 | 0 | 0 | 0 | 0 | 0 | 0 | 0 | 0 | 0
VIC1 | Wind | 0 | 0 | 0 | 0 | 0 | 0 | 0 | 0 | 0 | 0 | 0 | 0 | 0 | 0 | 0 | 0 | 0 | 0 | 0 | 0 | 0 | 0 | 0 | 0 | 0
VIC1 | Solar PV | 0 | 0 | 0 | 0 | 0 | 0 | 0 | 0 | 0 | 0 | 0 | 0 | 0 | 0 | 0 | 0 | 0 | 0 | 0 | 0 | 0 | 0 | 0 | 0 | 0
VIC1 | Grid Battery | 0 | 0 | 0 | 0 | 0 | 0 | 0 | 0 | 0 | 0 | 0 | 0 | 0 | 0 | 0 | 0 | 0 | 0 | 0 | 0 | 0 | 0 | 0 | 0 | 0
VIC1 | PHES | 0 | 0 | 0 | 0 | 0 | 0 | 0 | 0 | 0 | 0 | 0 | 0 | 0 | 0 | 0 | 0 | 0 | 0 | 0 | 0 | 0 | 0 | 0 | 0 | 0
VIC1 | VPP | 0 | 0 | 0 | 0 | 0 | 0 | 0 | 0 | 0 | 0 | 0 | 0 | 0 | 0 | 0 | 0 | 0 | 0 | 0 | 0 | 0 | 0 | 0 | 0 | 0
Total |  | 0 | 21899.0903 | 0.0036249 | 157717.2833 | 42836.8595 | 11618.3269 | 0 | 0 | 0.00035699 | 6.1285e-06 | 0 | 0 | 1.6175e-05 | 0 | 2.7225e-06 | 0 | 0 | 0 | 0 | 1.7176e-06 | 0 | 0 | 0 | 0 | 0
Region | Technology | 2026-27 | 2027-28 | 2028-29 | 2029-30 | 2030-31 | 2031-32 | 2032-33 | 2033-34 | 2034-35 | 2035-36 | 2036-37 | 2037-38 | 2038-39 | 2039-40 | 2040-41 | 2041-42 | 2042-43 | 2043-44 | 2044-45 | 2045-46 | 2046-47 | 2047-48 | 2048-49 | 2049-50 | 2050-51
SA1 | Black Coal | 0 | 0 | 0 | 0 | 0 | 0 | 0 | 0 | 0 | 0 | 0 | 0 | 0 | 0 | 0 | 0 | 0 | 0 | 0 | 0 | 0 | 0 | 0 | 0 | 0
SA1 | Brown Coal | 0 | 0 | 0 | 0 | 0 | 0 | 0 | 0 | 0 | 0 | 0 | 0 | 0 | 0 | 0 | 0 | 0 | 0 | 0 | 0 | 0 | 0 | 0 | 0 | 0
SA1 | CCGT | 0 | 0 | 0 | 0 | 0 | 0 | 0 | 0 | 0 | 0 | 0 | 0 | 0 | 0 | 0 | 0 | 0 | 0 | 0 | 0 | 0 | 0 | 0 | 0 | 0
SA1 | Gas - Steam | 0 | 0 | 0 | 0 | 0 | 0 | 0 | 0 | 0 | 0 | 0 | 0 | 0 | 0 | 0 | 0 | 0 | 0 | 0 | 0 | 0 | 0 | 0 | 0 | 0
SA1 | OCGT / Diesel | 0 | 0 | 0 | 0 | 0 | 0 | 0 | 0 | 0 | 0 | 0 | 0 | 0 | 0 | 0 | 0 | 0 | 0 | 0 | 0 | 0 | 0 | 0 | 0 | 0
SA1 | Hydro | 0 | 0 | 0 | 0 | 0 | 0 | 0 | 0 | 0 | 0 | 0 | 0 | 0 | 0 | 0 | 0 | 0 | 0 | 0 | 0 | 0 | 0 | 0 | 0 | 0
SA1 | Hydrogen Turbine | 0 | 0 | 0 | 0 | 0 | 0 | 0 | 0 | 0 | 0 | 0 | 0 | 0 | 0 | 0 | 0 | 0 | 0 | 0 | 0 | 0 | 0 | 0 | 0 | 0
SA1 | Wind | 0 | 0 | 0 | 0 | 0 | 0 | 0 | 0 | 0 | 0 | 0 | 0 | 0 | 0 | 0 | 0 | 0 | 0 | 0 | 0 | 0 | 0 | 0 | 0 | 0
SA1 | Solar PV | 0 | 0 | 0 | 0 | 0 | 0 | 0 | 0 | 0 | 0 | 0 | 0 | 0 | 0 | 0 | 0 | 0 | 0 | 0 | 0 | 0 | 0 | 0 | 0 | 0
SA1 | Grid Battery | 0 | 0 | 0 | 0 | 0 | 0 | 0 | 0 | 0 | 0 | 0 | 0 | 0 | 0 | 0 | 0 | 0 | 0 | 0 | 0 | 0 | 0 | 0 | 0 | 0
SA1 | PHES | 0 | 0 | 0 | 0 | 0 | 0 | 0 | 0 | 0 | 0 | 0 | 0 | 0 | 0 | 0 | 0 | 0 | 0 | 0 | 0 | 0 | 0 | 0 | 0 | 0
SA1 | VPP | 0 | 0 | 0 | 0 | 0 | 0 | 0 | 0 | 0 | 0 | 0 | 0 | 0 | 0 | 0 | 0 | 0 | 0 | 0 | 0 | 0 | 0 | 0 | 0 | 0
Total |  | 0 | 0 | 0 | 0 | 0 | 0 | 0 | 0 | 0 | 0 | 0 | 0 | 0 | 0 | 0 | 0 | 0 | 0 | 0 | 0 | 0 | 0 | 0 | 0 | 0
Region | Technology | 2026-27 | 2027-28 | 2028-29 | 2029-30 | 2030-31 | 2031-32 | 2032-33 | 2033-34 | 2034-35 | 2035-36 | 2036-37 | 2037-38 | 2038-39 | 2039-40 | 2040-41 | 2041-42 | 2042-43 | 2043-44 | 2044-45 | 2045-46 | 2046-47 | 2047-48 | 2048-49 | 2049-50 | 2050-51
TAS1 | Black Coal | 0 | 0 | 0 | 0 | 0 | 0 | 0 | 0 | 0 | 0 | 0 | 0 | 0 | 0 | 0 | 0 | 0 | 0 | 0 | 0 | 0 | 0 | 0 | 0 | 0
TAS1 | Brown Coal | 0 | 0 | 0 | 0 | 0 | 0 | 0 | 0 | 0 | 0 | 0 | 0 | 0 | 0 | 0 | 0 | 0 | 0 | 0 | 0 | 0 | 0 | 0 | 0 | 0
TAS1 | CCGT | 0 | 0 | 0 | 0 | 0 | 0 | 0 | 0 | 0 | 0 | 0 | 0 | 0 | 0 | 0 | 0 | 0 | 0 | 0 | 0 | 0 | 0 | 0 | 0 | 0
TAS1 | Gas - Steam | 0 | 0 | 0 | 0 | 0 | 0 | 0 | 0 | 0 | 0 | 0 | 0 | 0 | 0 | 0 | 0 | 0 | 0 | 0 | 0 | 0 | 0 | 0 | 0 | 0
TAS1 | OCGT / Diesel | 0 | 0 | 0 | 0 | 0 | 0 | 0 | 0 | 0 | 0 | 0 | 0 | 0 | 0 | 0 | 0 | 0 | 0 | 0 | 0 | 0 | 0 | 0 | 0 | 0
TAS1 | Hydro | 0 | 0 | 0 | 0 | 0 | 0 | 0 | 0 | 0 | 0 | 0 | 0 | 0 | 0 | 0 | 0 | 0 | 0 | 0 | 0 | 0 | 0 | 0 | 0 | 0
TAS1 | Hydrogen Turbine | 0 | 0 | 0 | 0 | 0 | 0 | 0 | 0 | 0 | 0 | 0 | 0 | 0 | 0 | 0 | 0 | 0 | 0 | 0 | 0 | 0 | 0 | 0 | 0 | 0
TAS1 | Wind | 0 | 0 | 0 | 0 | 0 | 0 | 0 | 0 | 0 | 0 | 0 | 0 | 0 | 0 | 0 | 0 | 0 | 0 | 0 | 0 | 0 | 0 | 0 | 0 | 0
TAS1 | Solar PV | 0 | 0 | 0 | 0 | 0 | 0 | 0 | 0 | 0 | 0 | 0 | 0 | 0 | 0 | 0 | 0 | 0 | 0 | 0 | 0 | 0 | 0 | 0 | 0 | 0
TAS1 | Grid Battery | 0 | 0 | 0 | 0 | 0 | 0 | 0 | 0 | 0 | 0 | 0 | 0 | 0 | 0 | 0 | 0 | 0 | 0 | 0 | 0 | 0 | 0 | 0 | 0 | 0
TAS1 | PHES | 0 | 0 | 0 | 0 | 0 | 0 | 0 | 0 | 0 | 0 | 0 | 0 | 0 | 0 | 0 | 0 | 0 | 0 | 0 | 0 | 0 | 0 | 0 | 0 | 0
TAS1 | VPP | 0 | 0 | 0 | 0 | 0 | 0 | 0 | 0 | 0 | 0 | 0 | 0 | 0 | 0 | 0 | 0 | 0 | 0 | 0 | 0 | 0 | 0 | 0 | 0 | 0
Total |  | 0 | 0 | 0 | 0 | 0 | 0 | 0 | 0 | 0 | 0 | 0 | 0 | 0 | 0 | 0 | 0 | 0 | 0 | 0 | 0 | 0 | 0 | 0 | 0 | 0

## ML2_REZ Tx Cost
REZ transmission expansion cost by region ($000s) - ML2, Step Change Scenario
REZ Expansion | Real June 2024 dollars discounted to 1 July 2025. As with the total capital costs, the REZ transmission expansion costs are annualised for modelling purposes. Build costs do not include capital costs of existing, committed and anticipated transmission projects since there will be no difference in these costs between the Base Case and option case.
Explicitly modelled generation
Region | Technology | 2026-27 | 2027-28 | 2028-29 | 2029-30 | 2030-31 | 2031-32 | 2032-33 | 2033-34 | 2034-35 | 2035-36 | 2036-37 | 2037-38 | 2038-39 | 2039-40 | 2040-41 | 2041-42 | 2042-43 | 2043-44 | 2044-45 | 2045-46 | 2046-47 | 2047-48 | 2048-49 | 2049-50 | 2050-51
NSW1 | Transmission | 6016.4488 | 13547.0003 | 35883.3449 | 48503.49 | 45330.3645 | 42476.9575 | 39585.9573 | 36996.2218 | 34575.9082 | 32399.4612 | 30194.3397 | 28219.0091 | 26372.9057 | 24712.8124 | 23030.8476 | 21524.1567 | 20116.0343 | 18849.7918 | 17566.8668 | 16417.6325 | 15343.5818 | 14377.7505 | 13399.1946 | 12522.6117 | 11703.3754
QLD1 | Transmission | 0.00011306 | 0.00011342 | 0.00011316 | 23616.9889 | 22072.2866 | 20685.6504 | 19278.4086 | 18017.2043 | 19785.6925 | 18545.2039 | 17283.0093 | 16154.1478 | 15097.3344 | 14147.0037 | 13240.5069 | 15934.0424 | 28540.8358 | 26746.0973 | 24925.7463 | 27065.3375 | 47640.5421 | 45006.3036 | 42069.5029 | 39319.6516 | 36747.8696
VIC1 | Transmission | 763.7289 | 750.5106 | 699.4305 | 653.6734 | 610.9097 | 572.4548 | 533.4933 | 498.5919 | 465.9737 | 436.6421 | 406.9241 | 380.3029 | 355.4232 | 333.0504 | 2498.1827 | 2334.7502 | 7972.8524 | 7853.2376 | 7318.7428 | 6839.9465 | 6392.4734 | 5990.0869 | 5582.3989 | 5217.1953 | 4875.8834
SA1 | Transmission | 443.2503 | 415.3491 | 387.0803 | 361.7574 | 338.091 | 316.8093 | 295.2471 | 275.9319 | 257.8802 | 241.6475 | 225.2009 | 210.4681 | 196.6992 | 184.3177 | 171.773 | 2561.6592 | 4276.8291 | 7861.2604 | 8928.147 | 8344.8771 | 9034.8531 | 8466.1369 | 7889.9279 | 7373.7644 | 6891.3686
TAS1 | Transmission | 1250.2923 | 1171.5903 | 1091.8513 | 1020.4218 | 2340.9617 | 3791.6258 | 3792.8834 | 4838.2278 | 5708.9755 | 5611.5749 | 5257.1146 | 5020.5352 | 4808.3834 | 4607.3779 | 4300.8647 | 4019.4998 | 3757.5441 | 3521.0182 | 3281.3762 | 3066.7067 | 2866.081 | 2685.6701 | 2502.8822 | 2340.6031 | 2187.4795
NEM | Total | 8473.7205 | 15884.4505 | 38061.7072 | 74156.3315 | 70692.6135 | 67843.4978 | 63485.9897 | 60626.1776 | 60794.4302 | 57234.5297 | 53366.5886 | 49984.4631 | 46830.7459 | 43984.5621 | 43242.1751 | 46374.1082 | 64664.0957 | 64831.4053 | 62020.879 | 61734.5003 | 81277.5314 | 76525.948 | 71443.9065 | 66773.8261 | 62405.9766

## ML2_USE+DSP Cost
USE / DSP cost by region ($000s) - ML2, Step Change Scenario
USE / DSP | Real June 2024 dollars discounted to 1 July 2025
Explicitly modelled generation
Region | Technology | 2026-27 | 2027-28 | 2028-29 | 2029-30 | 2030-31 | 2031-32 | 2032-33 | 2033-34 | 2034-35 | 2035-36 | 2036-37 | 2037-38 | 2038-39 | 2039-40 | 2040-41 | 2041-42 | 2042-43 | 2043-44 | 2044-45 | 2045-46 | 2046-47 | 2047-48 | 2048-49 | 2049-50 | 2050-51
NSW1 | USE / DSP | 0.00032235 | 1981.2866 | 12.2352 | 25231.7652 | 0.00035272 | 12.0035 | 2314.1038 | 7597.2136 | 6.8722 | 6.2741 | 2.1335 | 15523.0339 | 2.3273 | 6556.8621 | 162.2616 | 297.6669 | 32.1423 | 298.9764 | 280.8213 | 155.6229 | 288.4749 | 211.5084 | 3971.758 | 285.9894 | 74.4041
QLD1 | USE / DSP | 0.00028074 | 0.00028319 | 2993.1306 | 111949.2569 | 0.00030135 | 0.00029901 | 545.5227 | 4773.8729 | 0.00030844 | 285.6374 | 97.5568 | 26958.6413 | 0.00034569 | 14516.6185 | 4669.6877 | 3579.4781 | 1821.6793 | 4796.9376 | 4455.4019 | 6646.6399 | 23599.537 | 7529.6072 | 27815.3886 | 12589.4796 | 3260.438
VIC1 | USE / DSP | 0.00032329 | 0.75629 | 1.1448 | 7738.7563 | 0.00035865 | 0.00035538 | 14041.7685 | 7.1272 | 13.0776 | 11.552 | 7.9044 | 48537.5918 | 11.4599 | 21537.4306 | 125.4399 | 6000.2975 | 31.4301 | 154.8093 | 56195.0214 | 100.3549 | 12574.3881 | 174.5718 | 274.7952 | 319.212 | 46.9412
SA1 | USE / DSP | 10906.7891 | 35.2785 | 222.8568 | 71941.5761 | 58.1654 | 0.00029894 | 1097.3037 | 685.6699 | 1331.4411 | 1238.1923 | 1109.1107 | 4286.3976 | 2560.837 | 7511.5063 | 7153.4138 | 6058.9076 | 4878.7892 | 10773.1227 | 7289.107 | 8677.7761 | 9498.6618 | 10089.064 | 11959.2471 | 12736.9241 | 2329.8068
TAS1 | USE / DSP | 0.00012258 | 0.00012305 | 0.00012318 | 302.699 | 0.00012868 | 0.00012664 | 42.4088 | 0.00013176 | 0.00012946 | 0.00013077 | 0.00012643 | 309.3924 | 0.00012677 | 456.9875 | 0.00013243 | 479.8865 | 0.00012821 | 486.3955 | 545.0903 | 207.3621 | 263.7498 | 0.00013201 | 256.9563 | 374.4606 | 279.7334
NEM | Total | 10906.7901 | 2017.3219 | 3229.3675 | 217164.0535 | 58.1665 | 12.0046 | 18041.1076 | 13063.8838 | 1351.3914 | 1541.6559 | 1216.7055 | 95615.0571 | 2574.6247 | 50579.4051 | 12110.8031 | 16416.2365 | 6764.041 | 16510.2415 | 68765.4419 | 15787.756 | 46224.8116 | 18004.7517 | 44278.145 | 26306.0657 | 5991.3235

## ML2_SyncCon Cost
SyncCon cost by region ($000s) - ML2, Step Change Scenario
SyncCon | Real June 2024 dollars discounted to 1 July 2025. SyncCon is only explicitly modelled in Tasmania, mainland NEM regions have SyncCon costs built into new entrant costs.
Explicitly modelled generation
Region | Technology | 2026-27 | 2027-28 | 2028-29 | 2029-30 | 2030-31 | 2031-32 | 2032-33 | 2033-34 | 2034-35 | 2035-36 | 2036-37 | 2037-38 | 2038-39 | 2039-40 | 2040-41 | 2041-42 | 2042-43 | 2043-44 | 2044-45 | 2045-46 | 2046-47 | 2047-48 | 2048-49 | 2049-50 | 2050-51
NSW1 | SyncCon | 0 | 0 | 0 | 0 | 0 | 0 | 0 | 0 | 0 | 0 | 0 | 0 | 0 | 0 | 0 | 0 | 0 | 0 | 0 | 0 | 0 | 0 | 0 | 0 | 0
QLD1 | SyncCon | 0 | 0 | 0 | 0 | 0 | 0 | 0 | 0 | 0 | 0 | 0 | 0 | 0 | 0 | 0 | 0 | 0 | 0 | 0 | 0 | 0 | 0 | 0 | 0 | 0
VIC1 | SyncCon | 0 | 0 | 0 | 0 | 0 | 0 | 0 | 0 | 0 | 0 | 0 | 0 | 0 | 0 | 0 | 0 | 0 | 0 | 0 | 0 | 0 | 0 | 0 | 0 | 0
SA1 | SyncCon | 0 | 0 | 0 | 0 | 0 | 0 | 0 | 0 | 0 | 0 | 0 | 0 | 0 | 0 | 0 | 0 | 0 | 0 | 0 | 0 | 0 | 0 | 0 | 0 | 0
TAS1 | SyncCon | 0 | 0 | 0 | 713.71 | 2311.8854 | 2323.003 | 1913.9182 | 1565.4436 | 1536.4024 | 1307.4654 | 1264.2569 | 898.135 | 859.6009 | 768.4371 | 781.0175 | 689.179 | 666.3287 | 572.9194 | 552.9654 | 545.9326 | 476.5542 | 436.6931 | 356.6113 | 378.1374 | 356.8218
NEM | Total | 0 | 0 | 0 | 713.71 | 2311.8854 | 2323.003 | 1913.9182 | 1565.4436 | 1536.4024 | 1307.4654 | 1264.2569 | 898.135 | 859.6009 | 768.4371 | 781.0175 | 689.179 | 666.3287 | 572.9194 | 552.9654 | 545.9326 | 476.5542 | 436.6931 | 356.6113 | 378.1374 | 356.8218

## ML2_Emissions Cost
NEM Emissions cost ($000s) - ML1, Step Change Scenario
Emissions | Real June 2024 dollars discounted to 1 July 2025
Emissions from explicitly modelled generation
Region | Technology | 2026-27 | 2027-28 | 2028-29 | 2029-30 | 2030-31 | 2031-32 | 2032-33 | 2033-34 | 2034-35 | 2035-36 | 2036-37 | 2037-38 | 2038-39 | 2039-40 | 2040-41 | 2041-42 | 2042-43 | 2043-44 | 2044-45 | 2045-46 | 2046-47 | 2047-48 | 2048-49 | 2049-50 | 2050-51
NEM | Total | 7455018.9196 | 7065983.171 | 5564446.8753 | 3325247.9073 | 2266091.1251 | 2218994.3514 | 2260397.4838 | 2153376.97 | 1879105.371 | 1653877.9475 | 1562554.8114 | 1530808.1862 | 1463118.7916 | 1300323.2929 | 1027284.4857 | 754651.7612 | 593472.2281 | 537764.2567 | 478074.0717 | 442785.8279 | 453352.1653 | 456712.3639 | 476176.439 | 512123.1274 | 545703.3078