## Cover
Marinus Link market modelling outcomes
Accelerated Transition scenario
Marinus Link Pty Ltd
2025-10-31
Notes: All dollars are June 2025 (real)

## Release notice
Notice
The terms and conditions of this notice is applicable to Third Party Recipients (i.e. any party that is not EY’s Client who engaged EY to undertake the work). "Ernst & Young (“EY”) was engaged on the instructions of Marinus Link Pty Ltd (“Client”) to undertake market modelling of system costs and benefits to forecast the gross market benefit of the proposed Marinus Link interconnector (the “Project""), in accordance with the service order (the “Engagement Agreement”) dated 12 May 2025 and revised service orders dated 15 October 2025. The results of EY’s work, including the assumptions and qualifications made in preparing the workbook (“Workbook”), are set out in EY’s report dated 4 September 2025 ("Main Report"), and report dated 31 October 2025 ("Addendum Report"). The Workbook, Main Report and Addendum Report should be read in conjunction with each other (in particular this Workbook must always be read in conjunction with the Main Report and Addendum Report) and in their entirety including this release notice, the applicable scope of the work and any limitations. A reference to the Main Report or Addendum Report includes any part of either. EY has prepared the Workbook for the benefit of the Client and has considered only the interest of the Client. EY has not been engaged to act, and has not acted, as advisor to any other party. Accordingly, EY makes no representations as to the appropriateness, accuracy or completeness of the Workbook for any other party's purposes. Our work commenced on 5 May 2025 and was completed on 17 October 2025. No further work has been undertaken by EY since the date of the Workbook to update it. Therefore, our Workbook does not take account of events or circumstances arising after 17 October 2025 and we have no responsibility to update the Workbook for such events or circumstances arising after that date. No reliance may be placed upon the Workbook or any of its contents by any party other than the Client (“Third Party Recipients” or “you”). Any Third Parties Recipients receiving a copy of the Workbook must make and rely on their own enquiries in relation to the issues to which the Workbook relates, the contents of the Workbook and all matters arising from or relating to or in any way connected with the Workbook or its contents. EY disclaims all responsibility to any Third Party Recipients for any loss or liability that the Third Party Recipients may suffer or incur arising from or relating to or in any way connected with the contents of the Workbook, the provision of the Workbook to the Third Party Recipients or the reliance upon the Workbook by the Third Party Recipients. No claim or demand or any actions or proceedings may be brought against EY arising from or connected with the contents of the Workbook or the provision of the Workbook to the Third Party Recipients. EY will be released and forever discharged from any such claims, demands, actions or proceedings. In preparing this Workbook EY has considered and relied upon information provided to us by the Client and other stakeholders engaged in the process and other public and private sources believed to be reliable and accurate. EY has not been informed that any such information supplied to EY, or obtained from public and private sources, was false or that any material information has been withheld from EY. EY does not imply, and it should not be construed that EY has performed an audit, verification or due diligence procedures on any of the information provided to us. EY has not independently verified, nor accept any responsibility or liability for independently verifying, any such information nor does EY make any representation as to the accuracy or completeness of the information. Neither EY nor any member or employee thereof undertakes responsibility in any way whatsoever or liability for any loss or damage to any person in respect of errors in this Workbook arising from incorrect information provided to EY. Modelling work performed as part of our scope inherently requires assumptions about future behaviours and market interactions, which may result in forecasts that deviate from future conditions. There will usually be differences between estimated and actual outcomes, because events and circumstances frequently do not occur as expected, and those differences may be material. EY takes no responsibility that the projected outcomes will be achieved. EY highlights that the analysis included in this Workbook does not constitute investment advice or a recommendation to you on a future course of action. EY provides no assurance that the scenarios that have been modelled will be accepted by any relevant authority or third party. The analysis and Report do not constitute a recommendation on a future course of action. Readers are advised that the outcomes provided are based on many detailed assumptions underpinning the scenarios, and the key assumptions are described in the Workbook. These assumptions were selected by the Client. The modelled scenarios represent six possible future options for the development and operation of the National Electricity Market, and it must be acknowledged that many alternative futures exist. Alternative futures beyond those presented have not been evaluated as part of this Report. EY has consented to the Workbook being published electronically on the Client’s websites for informational purposes only. EY has not consented to distribution or disclosure beyond this. The material contained in the Report, including the EY logo, is copyright. The Workbook, including the EY logo, cannot be altered without prior written permission from EY. EY’s liability is limited by a scheme approved under Professional Standards Legislation."

## Version notes
Change log
2025-10-31 | 1 | Marinus Link market modelling outcomes - Accelerated Transition scenario

## Abbreviations and notes
Acronyms
AEMO | Australian Energy Market Operator
CCGT | Closed cycle gas turbine
Diesel | Diesel generator
Distributed PV | PV non-scheduled generators and Rooftop PV
DSP | Demand-side participation
FOM | Fixed operations and maintenance
Gas - Steam | Gas-powered steam turbine
GWh | Gigawatt-hours
Grid Battery | Explicitly modelled existing and new entrant (8 hour or less) battery storage
MW | Megawatts
NEM | National Electricity Market
OCGT | Open cycle gas turbine
PHES | Pumped hydro energy storage
PV | Photovoltaic
REZ | Renewable energy zone
USE | Unserved energy
VOM | Variable operations and maintenance
VPP | Virtual power plants, including Electric Vehicle Vehicle to Grid (EVV2G)
Notes
1. BaseCase is the without Marinus Link Stage 1 and Marinus Link Stage 2 counterfactual.
2. ML1 is the case with commissioning of Marinus Link Stage 1 only, on 1 January 2030 only.
3. ML2 is the case with commissioning of Marinus Link Stage 1 on 1 January 2030 and Marinus Link Stage 2 on 1 July 2034.
4. Non-scheduled generation including Distributed PV is considered as a component of demand.
5. Entry of new generation and storage capacity, built of new REZ transmission and retirement of generator capacity where allowed to occur optionally as part of the least-cost solution occurs at the beginning of each financial year, on 1 July.
6. Build costs do not include capital costs of existing, committed and anticipated generators and transmission projects (including interconnector and REZ transmission projects) since there will be no difference in these costs between the Base Case and option case.
7. Tumut 3 generation is included in Hydro, whereas Tumut 3 pump is included in PHES Pump.

## ---Compare options---
Compare |  | ML2 | to | BaseCase |  | 0 | 1 | 2 | 3 | 4 | 5 | 6 | 7 | 8 | 9 | 10 | 11 | 12 | 13 | 14 | 15 | 16 | 17 | 18 | 19 | 20 | 21 | 22 | 23 | 24
NEM discounted market benefits by year
Select region | NEM
[5 empty] | Real June 2025 dollars ($m) discounted to 1 July 2025 | 2026-27 | 2027-28 | 2028-29 | 2029-30 | 2030-31 | 2031-32 | 2032-33 | 2033-34 | 2034-35 | 2035-36 | 2036-37 | 2037-38 | 2038-39 | 2039-40 | 2040-41 | 2041-42 | 2042-43 | 2043-44 | 2044-45 | 2045-46 | 2046-47 | 2047-48 | 2048-49 | 2049-50 | 2050-51
|  |  |  | Build | Capex | 0 | 157.4615 | 354.59 | 104.038 | 121.257 | 213.7674 | 120.3819 | 107.5182 | 186.8144 | 197.6582 | 225.114 | 221.7388 | 223.5172 | 209.3971 | 191.4668 | 217.8708 | 211.2161 | 174.7657 | 208.2101 | 182.2063 | 226.4868 | 166.0747 | 178.4999 | 179.2267 | 167.6849
|  |  |  | FOM | FOM | 0 | 19.197 | 20.4018 | 9.1773 | 11.7739 | 36.2513 | 5.1014 | 2.5485 | 16.6398 | 18.4192 | 23.4171 | 21.3023 | 21.7487 | 19.43 | 17.0739 | 23.0757 | 19.3866 | 13.122 | 19.2185 | 15.931 | 25.2973 | 18.3559 | 23.7462 | 19.9652 | 18.6588
|  |  |  | Fuel | Fuel | 228.346 | -19.6495 | -9.1336 | 132.3568 | 196.5348 | 114.2883 | 126.7581 | 129.3884 | 145.5949 | 106.9052 | 90.0615 | 60.3813 | 78.424 | 44.3048 | 34.8227 | 11.5171 | 25.7281 | 39.3952 | 14.9013 | 19.8626 | -3.8288 | 13.0256 | -2.9347 | 4.1293 | -20.4486
|  |  |  | VOM | VOM | 8.0102 | -10.2431 | -20.5284 | 0.33389 | 0.36315 | 0.36518 | 5.3218 | 6.3202 | 1.1778 | 2.7864 | 0.86894 | -1.3454 | 0.74581 | 0.77518 | 2.8028 | 1.352 | 1.8859 | 2.262 | 2.1263 | 2.5978 | 1.395 | 2.9282 | 2.1613 | 1.7797 | 1.3458
|  |  |  | Rehab | Rehab | 0 | 0 | 76.8032 | -65.3277 | -3.7653e-08 | -1.1377e-05 | -2.7418e-08 | 4.2888e-07 | -3.7529e-07 | -2.3257e-08 | 1.0575e-09 | 0 | -2.9997e-10 | 0 | -8.4932e-09 | -4.3207e-10 | 0 | 0 | 0 | 0 | 0 | 0 | 0 | 0 | 0
|  |  |  | REZ Tx | REZ Expansion | 0 | 25.7245 | 32.8896 | 20.2033 | 13.2132 | 16.8267 | 8.5152 | 6.0015 | 4.6721 | 5.4825 | 5.7415 | 13.9921 | 6.4409 | 6.406 | 1.9027 | 5.8408 | -7.0386 | -11.2865 | -11.3329 | -14.4131 | -12.821 | -8.6948 | -8.1192 | -7.5881 | -7.0867
|  |  |  | USE+DSP | USE / DSP | 4.3705 | 9.0632 | -0.95501 | 11.5765 | 5.233 | -2.5075 | 6.0211 | 5.475 | 4.3962 | 7.3749 | 5.1405 | 18.3907 | 4.3382 | 1.7819 | 3.0042 | -2.0879 | 3.9052 | -3.3275 | 4.7914 | 26.7222 | 2.5257 | 5.7818 | -7.0749 | -12.7268 | -0.58621
|  |  |  | SyncCon | SyncCon | 0 | 0 | 0 | -0.3395 | -0.96991 | -0.93341 | -0.48032 | -0.87858 | -0.31017 | -0.26142 | -0.29034 | -0.24645 | -0.31975 | -0.12892 | -0.12994 | -0.25656 | -0.43729 | -0.11462 | -0.2406 | -0.3826 | -0.27716 | -0.40383 | -0.32305 | -0.23938 | -0.30908
|  |  |  | #REF! | Total annual market benefits | 240.7267 | 181.5536 | 454.0676 | 212.0186 | 347.4051 | 378.0581 | 271.6192 | 256.3732 | 358.9852 | 338.3649 | 350.0533 | 334.2134 | 334.8951 | 281.9661 | 250.9432 | 257.3119 | 254.646 | 214.8162 | 237.6742 | 232.5242 | 238.7778 | 197.0675 | 185.9553 | 184.5467 | 159.2589
NEM discounted market benefits by year (cumulative)
[5 empty] | Real June 2025 dollars ($m) discounted to 1 July 2025 | 2026-27 | 2027-28 | 2028-29 | 2029-30 | 2030-31 | 2031-32 | 2032-33 | 2033-34 | 2034-35 | 2035-36 | 2036-37 | 2037-38 | 2038-39 | 2039-40 | 2040-41 | 2041-42 | 2042-43 | 2043-44 | 2044-45 | 2045-46 | 2046-47 | 2047-48 | 2048-49 | 2049-50 | 2050-51
|  |  |  | Build | Capex | 0 | 157.4615 | 512.0515 | 616.0895 | 737.3465 | 951.1139 | 1071.4957 | 1179.0139 | 1365.8283 | 1563.4865 | 1788.6006 | 2010.3394 | 2233.8566 | 2443.2538 | 2634.7206 | 2852.5914 | 3063.8074 | 3238.5731 | 3446.7832 | 3628.9895 | 3855.4763 | 4021.551 | 4200.0508 | 4379.2775 | 4546.9624
|  |  |  | FOM | FOM | 0 | 19.197 | 39.5988 | 48.7761 | 60.55 | 96.8013 | 101.9028 | 104.4513 | 121.0911 | 139.5103 | 162.9274 | 184.2296 | 205.9783 | 225.4083 | 242.4822 | 265.5579 | 284.9444 | 298.0664 | 317.2849 | 333.216 | 358.5132 | 376.8692 | 400.6153 | 420.5805 | 439.2393
|  |  |  | Fuel | Fuel | 228.346 | 208.6965 | 199.5629 | 331.9198 | 528.4546 | 642.7428 | 769.5009 | 898.8894 | 1044.4843 | 1151.3895 | 1241.451 | 1301.8323 | 1380.2563 | 1424.5611 | 1459.3838 | 1470.9009 | 1496.6291 | 1536.0243 | 1550.9256 | 1570.7882 | 1566.9594 | 1579.985 | 1577.0503 | 1581.1796 | 1560.731
|  |  |  | VOM | VOM | 8.0102 | -2.233 | -22.7614 | -22.4275 | -22.0644 | -21.6992 | -16.3773 | -10.0572 | -8.8793 | -6.093 | -5.224 | -6.5694 | -5.8236 | -5.0484 | -2.2456 | -0.8936 | 0.99232 | 3.2543 | 5.3806 | 7.9784 | 9.3734 | 12.3016 | 14.4629 | 16.2426 | 17.5884
|  |  |  | Rehab | Rehab | 0 | 0 | 76.8032 | 11.4755 | 11.4755 | 11.4755 | 11.4755 | 11.4755 | 11.4755 | 11.4755 | 11.4755 | 11.4755 | 11.4755 | 11.4755 | 11.4755 | 11.4755 | 11.4755 | 11.4755 | 11.4755 | 11.4755 | 11.4755 | 11.4755 | 11.4755 | 11.4755 | 11.4755
|  |  |  | REZ Tx | REZ Expansion | 0 | 25.7245 | 58.6141 | 78.8175 | 92.0307 | 108.8574 | 117.3726 | 123.3741 | 128.0463 | 133.5287 | 139.2702 | 153.2623 | 159.7032 | 166.1092 | 168.0119 | 173.8527 | 166.8141 | 155.5276 | 144.1948 | 129.7817 | 116.9607 | 108.2659 | 100.1467 | 92.5586 | 85.4719
|  |  |  | USE+DSP | USE / DSP | 4.3705 | 13.4337 | 12.4787 | 24.0552 | 29.2882 | 26.7808 | 32.8019 | 38.2769 | 42.6731 | 50.0479 | 55.1885 | 73.5792 | 77.9174 | 79.6993 | 82.7035 | 80.6156 | 84.5207 | 81.1932 | 85.9846 | 112.7068 | 115.2325 | 121.0143 | 113.9394 | 101.2126 | 100.6264
|  |  |  | SyncCon | SyncCon | 0 | 0 | 0 | -0.3395 | -1.3094 | -2.2428 | -2.7231 | -3.6017 | -3.9119 | -4.1733 | -4.4636 | -4.7101 | -5.0298 | -5.1588 | -5.2887 | -5.5453 | -5.9825 | -6.0972 | -6.3378 | -6.7204 | -6.9975 | -7.4014 | -7.7244 | -7.9638 | -8.2729
|  |  |  | #REF! | Total cumulative market benefits | 240.7267 | 422.2804 | 876.3479 | 1088.3665 | 1435.7717 | 1813.8297 | 2085.4489 | 2341.8221 | 2700.8073 | 3039.1722 | 3389.2254 | 3723.4388 | 4058.3339 | 4340.3 | 4591.2432 | 4848.5551 | 5103.2011 | 5318.0173 | 5555.6915 | 5788.2158 | 6026.9936 | 6224.0611 | 6410.0164 | 6594.5631 | 6753.822
NEM discounted emissions benefits by year
[5 empty] | Real June 2025 dollars ($m) discounted to 1 July 2025 | 2026-27 | 2027-28 | 2028-29 | 2029-30 | 2030-31 | 2031-32 | 2032-33 | 2033-34 | 2034-35 | 2035-36 | 2036-37 | 2037-38 | 2038-39 | 2039-40 | 2040-41 | 2041-42 | 2042-43 | 2043-44 | 2044-45 | 2045-46 | 2046-47 | 2047-48 | 2048-49 | 2049-50 | 2050-51
|  |  |  | Emissions | Emissions | -82.6098 | -99.3136 | -257.653 | 38.3129 | 67.4526 | 30.1152 | 37.2585 | 39.6112 | 42.477 | 33.3348 | 28.4782 | 19.9415 | 27.9973 | 16.6221 | 13.916 | 3.7445 | 13.2638 | 23.3227 | 9.7145 | 14.8264 | -3.4612 | 12.2504 | -2.3417 | 4.3389 | -22.447
NEM discounted emissions benefits by year (cumulative)
[5 empty] | Real June 2025 dollars ($m) discounted to 1 July 2025 | 2026-27 | 2027-28 | 2028-29 | 2029-30 | 2030-31 | 2031-32 | 2032-33 | 2033-34 | 2034-35 | 2035-36 | 2036-37 | 2037-38 | 2038-39 | 2039-40 | 2040-41 | 2041-42 | 2042-43 | 2043-44 | 2044-45 | 2045-46 | 2046-47 | 2047-48 | 2048-49 | 2049-50 | 2050-51
|  |  |  | Emissions | Emissions | -82.6098 | -181.9234 | -439.5764 | -401.2635 | -333.8109 | -303.6957 | -266.4372 | -226.8259 | -184.3489 | -151.0142 | -122.536 | -102.5945 | -74.5972 | -57.9751 | -44.0591 | -40.3146 | -27.0507 | -3.7281 | 5.9864 | 20.8128 | 17.3516 | 29.602 | 27.2603 | 31.5992 | 9.1522
#REF!
NEM capacity difference by year
Select region | NEM
[5 empty] | Capacity difference (GW) | 2026-27 | 2027-28 | 2028-29 | 2029-30 | 2030-31 | 2031-32 | 2032-33 | 2033-34 | 2034-35 | 2035-36 | 2036-37 | 2037-38 | 2038-39 | 2039-40 | 2040-41 | 2041-42 | 2042-43 | 2043-44 | 2044-45 | 2045-46 | 2046-47 | 2047-48 | 2048-49 | 2049-50 | 2050-51
[5 empty] | Black Coal | 0 | 0 | 0.85295 | 0 | 0 | 0 | 0 | 0 | 0 | 0 | 0 | 0 | 0 | 0 | 0 | 0 | 0 | 0 | 0 | 0 | 0 | 0 | 0 | 0 | 0
[5 empty] | Brown Coal | 0 | 0 | 0 | 0 | 0 | 0 | 0 | 0 | 0 | 0 | 0 | 0 | 0 | 0 | 0 | 0 | 0 | 0 | 0 | 0 | 0 | 0 | 0 | 0 | 0
[5 empty] | CCGT | 0 | 0 | 0 | 0 | 0 | 0 | 0 | 0 | 0 | 0 | 0 | 0 | 0 | 0 | 0 | 0 | 0 | 0 | 0 | 0 | 0 | 0 | 0 | 0 | 0
[5 empty] | Gas - Steam | 0 | 0 | 0 | 0 | 0 | 0 | 0 | 0 | 0 | 0 | 0 | 0 | 0 | 0 | 0 | 0 | 0 | 0 | 0 | 0 | 0 | 0 | 0 | 0 | 0
[5 empty] | OCGT / Diesel | 0 | 0 | -0.46667 | -0.46667 | -0.46095 | -0.72412 | -0.65302 | -0.65302 | -0.86 | -0.59007 | -0.59007 | -0.57157 | -0.57157 | -0.57157 | -0.57157 | -0.57157 | -0.57157 | -0.51909 | -0.51909 | -0.51909 | -0.33714 | -0.33714 | -0.53392 | -0.53392 | -0.53722
[5 empty] | Hydro | 0 | 0 | 0 | 0 | 0.3399 | 0.3399 | 0.3399 | 0.3399 | 0.3399 | 0.3399 | 0.3399 | 0.3399 | 0.3399 | 0.3399 | 0.3399 | 0.3399 | 0.3399 | 0.3399 | 0.3399 | 0.3399 | 0.3399 | 0.3399 | 0.3399 | 0.3399 | 0.3399
[5 empty] | Hydrogen Turbine | 0 | 0 | 0 | 0 | 0 | 0 | 0 | 0 | 0 | 0 | 0 | 0 | 0 | 0 | 0 | 0 | 0 | 0 | 0 | 0 | 0 | 0 | 0 | 0 | 0
[5 empty] | Wind | 0 | -0.31696 | -0.15798 | -0.14306 | -0.2097 | -0.55261 | -0.32548 | -0.33197 | -0.29101 | -0.37407 | -0.72306 | -0.79706 | -0.91628 | -0.76595 | -0.76189 | -1.1027 | -1.2651 | -1.1031 | -1.5082 | -1.3669 | -1.8605 | -1.5482 | -1.6064 | -1.6064 | -1.6064
[5 empty] | Solar PV | 0 | 0 | -1.3337 | 0.15393 | 0.096134 | 0.096134 | 0.12435 | 0.3049 | -0.74464 | -1.2855 | -0.91102 | -1.3237 | -1.4102 | -1.5464 | -1.539 | -1.3067 | -1.3183 | -1.2407 | -1.3387 | -1.3387 | -1.713 | -1.4157 | -1.8503 | -1.8503 | -1.8503
[5 empty] | Grid Battery | -0.1 | -0.3388 | -0.67791 | -0.1 | -0.15845 | -0.15845 | -0.16088 | -0.16088 | -0.11527 | -0.11527 | -0.11527 | -0.073493 | -0.073493 | -0.27488 | -0.27488 | -0.27488 | -0.27488 | -0.27488 | -0.17488 | -0.17488 | -0.57882 | -0.15343 | 0.1513 | -0.42661 | -0.36816
[5 empty] | PHES | 0 | 0 | 0 | 1.9953e-07 | 1.9956e-07 | 2.0033e-07 | 0.15751 | 0.15751 | 0.15751 | 0.15751 | 0.15751 | 0.15751 | 0.15751 | 0.15751 | 0.15751 | 0.15751 | 0.15751 | 0.15751 | 0.15751 | 0.15751 | 0.15751 | 0.15751 | 0.15751 | 0.15751 | 0.15751
[5 empty] | VPP | 0 | 0 | 0 | 0 | 0 | 0 | 0 | 0 | 0 | 0 | 0 | 0 | 0 | 0 | 0 | 0 | 0 | 0 | 0 | 0 | 0 | 0 | 0 | 0 | 0
[5 empty] | Grid Battery Pump | 0 | -0.2388 | -0.57791 | -3.7814e-07 | -0.058454 | -0.058454 | -0.060878 | -0.060878 | -0.015268 | -0.015268 | -0.015268 | 0.026507 | 0.026507 | -0.17488 | -0.17488 | -0.17488 | -0.17488 | -0.17488 | -0.17488 | -0.17488 | -0.57882 | -0.15343 | 0.1513 | -0.42661 | -0.36816
[5 empty] | PHES Pump | 0 | 0 | 0 | 1.9953e-07 | 1.9956e-07 | 2.0033e-07 | 0.15751 | 0.15751 | 0.15751 | 0.15751 | 0.15751 | 0.15751 | 0.15751 | 0.15751 | 0.15751 | 0.15751 | 0.15751 | 0.15751 | 0.15751 | 0.15751 | 0.15751 | 0.15751 | 0.15751 | 0.15751 | 0.15751
[5 empty] | VPP Pump | 0 | 0 | 0 | 0 | 0 | 0 | 0 | 0 | 0 | 0 | 0 | 0 | 0 | 0 | 0 | 0 | 0 | 0 | 0 | 0 | 0 | 0 | 0 | 0 | 0
NEM generation difference by year
Select region | NEM
[5 empty] | Sent-out generation difference (TWh)* | 2026-27 | 2027-28 | 2028-29 | 2029-30 | 2030-31 | 2031-32 | 2032-33 | 2033-34 | 2034-35 | 2035-36 | 2036-37 | 2037-38 | 2038-39 | 2039-40 | 2040-41 | 2041-42 | 2042-43 | 2043-44 | 2044-45 | 2045-46 | 2046-47 | 2047-48 | 2048-49 | 2049-50 | 2050-51
[5 empty] | Black Coal | 2.5753 | 1.251 | 3.7256 | 0.043814 | 0.15745 | 0.048207 | 0.021371 | 0.070334 | 0.061381 | 0.01781 | 0.010845 | 1.4526e-08 | 1.5122e-08 | 1.4951e-08 | 9.4764e-09 | 1.0315e-08 | 9.6135e-09 | 8.1998e-09 | 7.188e-09 | 5.8536e-09 | 5.1117e-09 | 5.0479e-09 | 4.7929e-09 | 4.9572e-09 | 6.649e-09
[5 empty] | Brown Coal | 0.011704 | 0.025522 | 0.093055 | 0.036095 | 7.5912e-09 | 7.3987e-09 | 6.9538e-09 | 6.3734e-09 | 5.6181e-09 | 1.7536e-09 | 1.6509e-09 | 1.6197e-09 | 1.6692e-09 | 1.7066e-09 | 1.719e-09 | 1.6708e-09 | 1.6933e-09 | 1.6912e-09 | 1.6138e-09 | 1.6012e-09 | 1.5943e-09 | 0 | 0 | 0 | 0
[5 empty] | CCGT | -0.16954 | 0.48573 | 0.24443 | 0.32075 | -0.002773 | 0.24492 | 0.34357 | 0.37735 | 0.17694 | -0.084312 | 0.042161 | -0.040123 | 0.037865 | 0.042687 | 0.11469 | 0.179 | 0.069698 | 0.010424 | -0.0091229 | 0.017835 | 0.0092071 | 0.0017487 | 0.031266 | 0.024176 | 0.010051
[5 empty] | Gas - Steam | -0.14985 | -0.065142 | 0.29891 | 0.020439 | -0.061905 | 0.011394 | 0.0039086 | 0.0042042 | 0.011629 | 0.0018424 | 0.0051162 | 0.014538 | 0.0064113 | 0.00064074 | 0.0012876 | 0.001013 | 0.0012459 | 0.0066681 | 0.00032038 | 0.0030257 | 0.0016612 | 0.00021359 | 0.0001424 | 0.00099672 | 0
[5 empty] | OCGT / Diesel | -2.2296 | -0.26058 | -1.1823 | -1.4815 | -1.8884 | -1.3178 | -1.5513 | -1.6759 | -1.8463 | -1.2906 | -1.2474 | -0.83434 | -1.228 | -0.74679 | -0.68959 | -0.33677 | -0.57681 | -0.91973 | -0.36294 | -0.54515 | 0.097374 | -0.41431 | 0.0052734 | -0.17594 | 0.59296
[5 empty] | Hydro | -0.0032187 | -0.050944 | -0.40554 | 0.76474 | 1.2458 | 0.67411 | 0.037056 | -0.42503 | 0.84622 | 0.71604 | 0.88671 | 0.83665 | 0.66608 | 0.38455 | -0.3831 | -0.4903 | -0.41047 | -0.073147 | -0.51025 | -0.86753 | -0.87557 | -1.1173 | -1.2958 | -1.122 | -1.457
[5 empty] | Hydrogen Turbine | 0 | 0 | 0 | 0 | 0 | 0 | 0 | 0 | 0 | 0 | 0 | 0 | 0 | 0 | 0 | 0 | 0 | 0 | 0 | 0 | 0 | 0 | 0 | 0 | 0
[5 empty] | Wind | 6.4716e-05 | -1.1083 | -0.43859 | 0.073804 | 0.60473 | 0.1647 | 0.85901 | 1.257 | 1.7579 | 2.1788 | 1.3264 | 1.5085 | 1.6755 | 1.5417 | 2.3319 | 1.5246 | 1.6651 | 1.8482 | 1.6673 | 2.0752 | 1.4374 | 2.1356 | 1.6762 | 2.2841 | 1.528
[5 empty] | Solar PV | -0.00028289 | -0.32464 | -2.4878 | 0.22813 | 0.36564 | 0.24371 | 0.28044 | 0.71269 | -0.87559 | -1.361 | -0.68558 | -1.1219 | -0.74832 | -1.1403 | -1.3561 | -0.59761 | -0.45031 | -0.80539 | -0.45237 | 0.056521 | -0.056434 | -0.34259 | -0.025565 | -0.64574 | -0.4924
[5 empty] | Grid Battery | 0.030114 | -0.3855 | -1.0787 | 0.202 | -0.079327 | 0.11997 | -0.054167 | 0.10765 | -0.55682 | -0.16297 | 0.21878 | -0.29249 | 0.32266 | -0.13241 | -0.32352 | 0.21924 | -0.42928 | -0.45845 | 0.019317 | 0.61932 | 0.78985 | -0.17453 | 0.48855 | -0.23721 | -0.20604
[5 empty] | PHES | -0.0029497 | 0.028737 | -0.089469 | -0.14086 | 0.096069 | -0.10163 | 0.086966 | 0.24326 | 0.2479 | 0.26438 | 0.45018 | 0.34185 | 0.29736 | 0.35755 | 0.35218 | 0.78142 | 0.67841 | 0.29773 | 0.65041 | 0.64588 | 0.52188 | 0.38285 | 0.47208 | 0.75929 | 0.7051
[5 empty] | VPP | 0.000383 | 0.013635 | 0.02064 | 0.0062991 | -0.0073926 | 0.0013066 | -0.010504 | -0.0048166 | 0.047928 | 0.019789 | 0.083102 | 0.014735 | 0.027369 | -0.0012935 | -0.065953 | 0.14744 | 0.17715 | 0.087548 | 0.61499 | 0.36102 | 0.79881 | 0.80244 | 1.594 | 0.74499 | 0.74282
[5 empty] | USE / DSP | -0.016283 | -0.035939 | -0.061148 | -0.052102 | -0.064518 | -0.062375 | -0.032932 | -0.048282 | -0.029414 | -0.052994 | -0.037365 | -0.075146 | -0.035982 | -0.022325 | -0.031322 | -0.029689 | -0.034629 | 0.011893 | -0.062404 | -0.22935 | -0.015061 | -0.040316 | 0.073591 | 0.13654 | 0.0080853
[5 empty] | Grid Battery Pump | 0.031663 | -0.4797 | -1.3096 | 0.23828 | -0.10236 | 0.14791 | -0.07167 | 0.12864 | -0.65465 | -0.18268 | 0.2799 | -0.33648 | 0.39438 | -0.14871 | -0.38318 | 0.27598 | -0.51728 | -0.53154 | 0.021763 | 0.74693 | 0.9579 | -0.20542 | 0.5853 | -0.28468 | -0.24411
[5 empty] | PHES Pump | -0.0065719 | 0.034169 | -0.11406 | -0.21873 | 0.38817 | -0.173 | 0.075385 | 0.4363 | 0.42402 | 0.33931 | 0.57938 | 0.58227 | 0.51122 | 0.44142 | 0.43406 | 1.0615 | 0.99278 | 0.41464 | 0.82373 | 0.96123 | 0.68354 | 0.55183 | 0.57236 | 1.1025 | 0.88744
[5 empty] | VPP Pump | 0.00045918 | 0.01637 | 0.024743 | 0.0075394 | -0.0088044 | 0.0017809 | -0.012784 | -0.0046356 | 0.057713 | 0.022457 | 0.099246 | 0.023055 | 0.031352 | -0.0052827 | -0.078133 | 0.17652 | 0.21223 | 0.1045 | 0.73776 | 0.43424 | 0.95641 | 0.9642 | 1.9093 | 0.89902 | 0.8845
*Generation shown is sent-out, as is demand.
Non-scheduled generation including Distributed PV is not shown.
North West Tasmania capacity difference by year | [30 empty] | Far North QLD
Select REZ | North West Tasmania | [29 empty] | North Qld Clean Energy Hub
Northern Qld
[5 empty] | Capacity difference (MW) | 2026-27 | 2027-28 | 2028-29 | 2029-30 | 2030-31 | 2031-32 | 2032-33 | 2033-34 | 2034-35 | 2035-36 | 2036-37 | 2037-38 | 2038-39 | 2039-40 | 2040-41 | 2041-42 | 2042-43 | 2043-44 | 2044-45 | 2045-46 | 2046-47 | 2047-48 | 2048-49 | 2049-50 | 2050-51 | Isaac
[5 empty] | Solar PV | 0 | 0 | 0 | -23.1485 | -23.1485 | -23.1485 | -23.1485 | -23.1485 | -23.1485 | -150 | -150 | -150 | -150 | -150 | -150 | -150 | -150 | -150 | -150 | -150 | -150 | -150 | -150 | -150 | -150 | Barcaldine
[5 empty] | Wind | 0 | 0 | 0 | -150.4541 | -150.4541 | -150.4541 | -43.1877 | -37.2806 | 64.4549 | 64.4549 | 92.6952 | 175.4587 | 295.144 | 414.8295 | 414.8295 | 414.8295 | 414.8295 | 414.8295 | 414.8295 | 414.8295 | 414.8295 | 448.9455 | 448.9455 | 448.9455 | 448.9455 | Fitzroy
[5 empty] | Offshore wind | 0 | 0 | 0 | 0 | 0 | 0 | 0 | 0 | 0 | 0 | 0 | 0 | 0 | 0 | 0 | 0 | 0 | 0 | 0 | 0 | 0 | 0 | 0 | 0 | 0 | Wide Bay
Darling Downs
Banana
North West NSW
New England
Central-West Orana
Broken Hill
South West NSW
Wagga Wagga
Tumut
Cooma-Monaro
Hunter-Central Coast
North West VIC
North West Tasmania generation difference by year | [30 empty] | Central Highlands VIC
Select REZ | North West Tasmania | [29 empty] | Wimmera Grampians
Wimmera Southern Mallee
[5 empty] | Sent-out generation difference (GWh)* | 2026-27 | 2027-28 | 2028-29 | 2029-30 | 2030-31 | 2031-32 | 2032-33 | 2033-34 | 2034-35 | 2035-36 | 2036-37 | 2037-38 | 2038-39 | 2039-40 | 2040-41 | 2041-42 | 2042-43 | 2043-44 | 2044-45 | 2045-46 | 2046-47 | 2047-48 | 2048-49 | 2049-50 | 2050-51 | South West VIC
[5 empty] | Solar PV | 0 | -2.0788e-06 | -1.8593e-06 | -29.3335 | -35.2301 | -33.6971 | -35.9296 | -36.1658 | -35.4774 | -216.9345 | -214.2633 | -203.3878 | -219.0729 | -227.4752 | -205.5656 | -217.7277 | -216.6815 | -210.4158 | -199.0611 | -198.6939 | -193.1232 | -204.7489 | -211.0641 | -190.251 | -233.3045 | Gippsland Onshore
[5 empty] | Wind | 0 | -0.060709 | -0.25173 | -151.2698 | 460.885 | 1082.9794 | 1394.9076 | 1813.0342 | 2566.0467 | 2927.2484 | 2993.0139 | 2998.7265 | 3407.5475 | 3419.5423 | 4279.9525 | 3862.1943 | 3954.8086 | 4030.8072 | 4487.0366 | 4486.6614 | 4253.1664 | 4380.895 | 4140.1342 | 4752.6656 | 4025.1762 | Central North VIC
[5 empty] | Offshore wind | 0 | 0 | 0 | 0 | 0 | 0 | 0 | 0 | 0 | 0 | 0 | 0 | 0 | 0 | 0 | 0 | 0 | 0 | 0 | 0 | 0 | 0 | 0 | 0 | 0 | South East SA
Riverland
Mid-North SA
Yorke Peninsula
Northern SA
Leigh Creek
Roxby Downs
Eastern Eyre Peninsula
Western Eyre Peninsula
North East Tasmania
North West Tasmania
Central Highlands
Hunter Coast
Illawarra Coast
Gippsland Coast
North West Tasmania Coast
Southern Ocean
South East SA Coast

## BaseCase_CF
Annual capacity factor by technology - BaseCase, Accelerated Transition Scenario
Non-scheduled generation including Distributed PV is not shown.
Region | Technology | 2026-27 | 2027-28 | 2028-29 | 2029-30 | 2030-31 | 2031-32 | 2032-33 | 2033-34 | 2034-35 | 2035-36 | 2036-37 | 2037-38 | 2038-39 | 2039-40 | 2040-41 | 2041-42 | 2042-43 | 2043-44 | 2044-45 | 2045-46 | 2046-47 | 2047-48 | 2048-49 | 2049-50 | 2050-51
NEM | Black Coal | 36.81% | 28.25% | 45.49% | 68.59% | 63.16% | 64.22% | 59.11% | 60.23% | 62.12% | 48.61% | 53.23% | - | - | - | - | - | - | - | - | - | - | - | - | - | -
NEM | Brown Coal | 44.49% | 44.09% | 46.66% | 41.62% | - | - | - | - | - | - | - | - | - | - | - | - | - | - | - | - | - | - | - | - | -
NEM | CCGT | 49.63% | 39.07% | 47.08% | 40.31% | 37.98% | 31.68% | 34.48% | 33.78% | 32.86% | 28.44% | 28.82% | 32.68% | 30.66% | 30.45% | 29.78% | 26.11% | 27.04% | 28.86% | 25.82% | 31.48% | 38.02% | 32.46% | 36.11% | 34.01% | 49.19%
NEM | Gas - Steam | 29.29% | 13.9% | 14.15% | 10.33% | 12.82% | 7.76% | 7.942% | 4.302% | 8.136% | 4.012% | 4.033% | 4.647% | 3.091% | 52.72% | 51.42% | 53.59% | 58.02% | 53.23% | 50.9% | 47.51% | 48.9% | 51.52% | 47.97% | 48.05% | -
NEM | OCGT / Diesel | 22.35% | 12.51% | 21.49% | 17.39% | 17.72% | 15.2% | 15.08% | 12.33% | 17.45% | 9.447% | 10.38% | 12.08% | 12.67% | 14.49% | 13.25% | 11.16% | 6.077% | 12.25% | 7.178% | 9.948% | 9.784% | 6.881% | 10.74% | 7.515% | 12.78%
NEM | Hydro | 27% | 22.91% | 27.3% | 23.61% | 22.93% | 21.92% | 21.8% | 24.09% | 24.78% | 21.02% | 19.47% | 24.63% | 20.78% | 19.55% | 19.79% | 19.6% | 22.14% | 22.3% | 21.1% | 19.12% | 24.35% | 23.22% | 20.67% | 20.26% | 21.07%
NEM | Hydrogen Turbine | bar: 2026-27 to 2050-51
NEM | Wind | 33.9% | 35.86% | 33.83% | 34% | 33.62% | 35.1% | 33.88% | 32.91% | 33.11% | 34.87% | 35.26% | 32.21% | 32.33% | 31.73% | 33.18% | 30.97% | 30.94% | 30.38% | 31.42% | 32.54% | 29.98% | 29.04% | 28.76% | 29.98% | 29.48%
NEM | Solar PV | 26.12% | 24.91% | 23.49% | 23.16% | 23.58% | 23.83% | 24.73% | 24.14% | 23.18% | 24.31% | 24.09% | 21.16% | 21.29% | 20.68% | 21.38% | 20.98% | 20.92% | 19.98% | 20.46% | 20.98% | 19.56% | 18.75% | 18.24% | 18.63% | 19.7%
NEM | Grid Battery | 15.94% | 16.32% | 13.25% | 13.71% | 14.34% | 13.6% | 14.21% | 13.09% | 12.18% | 12.1% | 12.29% | 12.86% | 11.88% | 11.07% | 10.84% | 10.32% | 11.06% | 10.57% | 9.713% | 10.01% | 10.39% | 9.271% | 8.411% | 8.903% | 10.34%
NEM | PHES | 15.64% | 17.68% | 25.87% | 19.65% | 21.76% | 21.2% | 23.12% | 21.39% | 22.05% | 20.84% | 19.73% | 21.65% | 19.29% | 18.45% | 17.02% | 16.92% | 16.24% | 16.25% | 14.83% | 16.32% | 14.86% | 11.4% | 10.38% | 9.254% | 12.37%
NEM | VPP | 10.82% | 11.77% | 6.682% | 6.793% | 7.731% | 7.93% | 8.248% | 8.266% | 8.455% | 8.919% | 9.149% | 9.062% | 9.18% | 9.221% | 8.898% | 9.068% | 8.719% | 8.616% | 8.623% | 9.448% | 8.518% | 7.376% | 7.375% | 7.243% | 8.213%
Region | Technology | 2026-27 | 2027-28 | 2028-29 | 2029-30 | 2030-31 | 2031-32 | 2032-33 | 2033-34 | 2034-35 | 2035-36 | 2036-37 | 2037-38 | 2038-39 | 2039-40 | 2040-41 | 2041-42 | 2042-43 | 2043-44 | 2044-45 | 2045-46 | 2046-47 | 2047-48 | 2048-49 | 2049-50 | 2050-51
NSW1 | Black Coal | 34.74% | 23.15% | 36.36% | - | - | - | - | - | - | - | - | - | - | - | - | - | - | - | - | - | - | - | - | - | -
NSW1 | Brown Coal | bar: 2026-27 to 2050-51
NSW1 | CCGT | 63.17% | 51.55% | 54.54% | 51.9% | 43.47% | 35.53% | 43.38% | 45.13% | 37.24% | 40.53% | 37.7% | 40.19% | 36.52% | 36.29% | 37.39% | 34.81% | 34.99% | 48.59% | 48.68% | 45.84% | 49.26% | 39.11% | 45.78% | 44.27% | 49.19%
NSW1 | Gas - Steam | bar: 2026-27 to 2050-51
NSW1 | OCGT / Diesel | 33.87% | 23.09% | 31.78% | 25.32% | 24.37% | 24.62% | 20.87% | 17.11% | 21.88% | 14.08% | 14.4% | 15.23% | 17.86% | 17.46% | 17.52% | 12.05% | 8.459% | 16.57% | 10.76% | 14.76% | 12.86% | 11.15% | 13.9% | 12.73% | 15.55%
NSW1 | Hydro | 14.59% | 12.84% | 18.03% | 13.35% | 12.38% | 11.3% | 10.7% | 12.66% | 13.61% | 11.44% | 9.041% | 16.15% | 11.77% | 10.21% | 9.404% | 8.796% | 11.21% | 12.18% | 11.09% | 7.947% | 14.31% | 11.14% | 9.661% | 8.981% | 8.631%
NSW1 | Hydrogen Turbine | bar: 2026-27 to 2050-51
NSW1 | Wind | 33.59% | 36.06% | 33.39% | 33.13% | 32.5% | 32.42% | 33.15% | 31.86% | 30.74% | 32.91% | 32.36% | 31.49% | 29.52% | 29.79% | 29.79% | 28.68% | 28.77% | 26.85% | 28.33% | 28.43% | 28.07% | 25.76% | 25.98% | 26.17% | 26.74%
NSW1 | Solar PV | 24.78% | 23.58% | 24.42% | 21.49% | 22.34% | 22.39% | 24.06% | 23.88% | 22.69% | 24.5% | 23.99% | 20.69% | 20.61% | 20.96% | 21.47% | 21.57% | 20.87% | 19.93% | 20.91% | 21.71% | 19.77% | 18.23% | 18.37% | 17.99% | 19.79%
NSW1 | Grid Battery | 19.44% | 18.39% | 15.48% | 15.94% | 16.89% | 15.88% | 16.76% | 15.73% | 15.75% | 16.18% | 15.95% | 15.5% | 14.47% | 13.82% | 13.96% | 13.19% | 13.39% | 13.21% | 12.94% | 13.16% | 12.14% | 11.52% | 12.13% | 12.04% | 13.47%
NSW1 | PHES | 16.48% | 17.96% | 74.37% | 22.06% | 24.67% | 24.04% | 26% | 24.11% | 25.23% | 26.2% | 24.25% | 26.29% | 23.88% | 24.44% | 22.4% | 22.89% | 20.33% | 20.86% | 19.24% | 22.87% | 20.94% | 14.27% | 14.03% | 11.1% | 15.38%
NSW1 | VPP | 11.6% | 11.58% | 6.941% | 7.237% | 8.043% | 8.349% | 8.554% | 8.695% | 9.082% | 9.79% | 9.968% | 9.792% | 9.962% | 10.23% | 10.09% | 10.08% | 9.498% | 9.469% | 10.1% | 10.45% | 9.426% | 8.292% | 8.27% | 7.993% | 9.651%
Region | Technology | 2026-27 | 2027-28 | 2028-29 | 2029-30 | 2030-31 | 2031-32 | 2032-33 | 2033-34 | 2034-35 | 2035-36 | 2036-37 | 2037-38 | 2038-39 | 2039-40 | 2040-41 | 2041-42 | 2042-43 | 2043-44 | 2044-45 | 2045-46 | 2046-47 | 2047-48 | 2048-49 | 2049-50 | 2050-51
QLD1 | Black Coal | 38.95% | 33.48% | 56.26% | 68.59% | 63.16% | 64.22% | 59.11% | 60.23% | 62.12% | 48.61% | 53.23% | - | - | - | - | - | - | - | - | - | - | - | - | - | -
QLD1 | Brown Coal | bar: 2026-27 to 2050-51
QLD1 | CCGT | 55.68% | 38.72% | 50.14% | 40.79% | 38.99% | 32.96% | 34.53% | 32.11% | 32.7% | 26.41% | 28.57% | 33.23% | 31.97% | 31.92% | 29.77% | 24.56% | 26.23% | 27.55% | 22.83% | 34.22% | 58.52% | 56.12% | 57.71% | 51.94% | -
QLD1 | Gas - Steam | 72.84% | 61% | 71.79% | 72.33% | 66.55% | 63.16% | 62.82% | 62.12% | 62.07% | 51.87% | 57.18% | 57.22% | 51.39% | 52.72% | 51.42% | 53.59% | 58.02% | 53.23% | 50.9% | 47.51% | 48.9% | 51.52% | 47.97% | 48.05% | -
QLD1 | OCGT / Diesel | 24.4% | 3.338% | 14.42% | 12.05% | 10.99% | 8.923% | 6.095% | 5.635% | 10.51% | 4.722% | 7.985% | 8.191% | 9.253% | 10.51% | 8.026% | 5.578% | 3.444% | 7.135% | 4.751% | 10.17% | 3.792% | 3.666% | 4.633% | 0.9216% | 4.578%
QLD1 | Hydro | 51.52% | 49.98% | 51.93% | 49.88% | 49.56% | 48.17% | 48.35% | 50.04% | 48.22% | 43.22% | 44.83% | 11.48% | 9.421% | 7.884% | 10.09% | 7.843% | 1.859e-08% | 1.456e-08% | 1.329e-08% | 1.255e-08% | 1.221e-08% | 1.16e-08% | 0.07158% | 1.336e-08% | 2.89e-08%
QLD1 | Hydrogen Turbine | bar: 2026-27 to 2050-51
QLD1 | Wind | 32.91% | 36.95% | 35% | 33.42% | 34.13% | 34.99% | 35.78% | 32.38% | 33.94% | 34.26% | 35.51% | 30.76% | 30.26% | 30.95% | 30.95% | 31.25% | 29.97% | 30.55% | 30.11% | 31.66% | 27.62% | 27.03% | 28.03% | 27.78% | 29%
QLD1 | Solar PV | 26.22% | 25.46% | 23.64% | 25.79% | 25.61% | 26.28% | 26.28% | 24.83% | 24.67% | 25.1% | 24.54% | 22.2% | 22.33% | 20.5% | 21.55% | 20.94% | 21.48% | 20.89% | 20.65% | 20.52% | 19.54% | 19.06% | 17.67% | 18.67% | 19.5%
QLD1 | Grid Battery | 16.87% | 17.06% | 15.71% | 16.69% | 16.36% | 15.86% | 16.49% | 15.19% | 15.45% | 15.35% | 15.68% | 17.07% | 16.13% | 14.91% | 14.56% | 13.19% | 14.9% | 13.53% | 12.1% | 11.89% | 13.26% | 12.16% | 9.853% | 11.61% | 13.41%
QLD1 | PHES | 15.39% | 17.6% | 11.67% | 10.58% | 10.82% | 10.51% | 12.29% | 11.18% | 10.05% | 14.96% | 14.78% | 16.56% | 14.26% | 11.9% | 11.13% | 10.38% | 11.76% | 11.2% | 9.988% | 9.13% | 8.193% | 8.264% | 6.377% | 7.23% | 9.073%
QLD1 | VPP | 12.74% | 13.92% | 7.252% | 7.776% | 8.222% | 8.835% | 9.208% | 9.602% | 9.883% | 10.22% | 10.37% | 10.34% | 10.61% | 10.69% | 10.77% | 10.82% | 10.87% | 10.78% | 10.86% | 10.71% | 10.6% | 10.73% | 10.29% | 10.82% | 10.93%
Region | Technology | 2026-27 | 2027-28 | 2028-29 | 2029-30 | 2030-31 | 2031-32 | 2032-33 | 2033-34 | 2034-35 | 2035-36 | 2036-37 | 2037-38 | 2038-39 | 2039-40 | 2040-41 | 2041-42 | 2042-43 | 2043-44 | 2044-45 | 2045-46 | 2046-47 | 2047-48 | 2048-49 | 2049-50 | 2050-51
VIC1 | Black Coal | bar: 2026-27 to 2050-51
VIC1 | Brown Coal | 44.49% | 44.09% | 46.66% | 41.62% | - | - | - | - | - | - | - | - | - | - | - | - | - | - | - | - | - | - | - | - | -
VIC1 | CCGT | bar: 2026-27 to 2050-51
VIC1 | Gas - Steam | 26.5% | 10.89% | 10.46% | 6.362% | 9.385% | 4.215% | 4.43% | 0.6015% | 4.684% | 0.9493% | 0.6314% | 1.282% | 7.888e-08% | - | - | - | - | - | - | - | - | - | - | - | -
VIC1 | OCGT / Diesel | 16.53% | 11.75% | 23.34% | 19.66% | 20.54% | 14.58% | 18.22% | 13.59% | 18.93% | 8.591% | 9.296% | 11.72% | 9.949% | 14.66% | 12.51% | 13.53% | 5.173% | 10.78% | 6.119% | 7.16% | 10.27% | 5.346% | 12.05% | 6.933% | 13.63%
VIC1 | Hydro | 16.41% | 13.77% | 20.55% | 17.19% | 14.84% | 14.89% | 13.55% | 16.59% | 17.12% | 16.24% | 13.63% | 20.45% | 17.13% | 14.8% | 14.81% | 13.52% | 16.49% | 17.08% | 16.17% | 13.64% | 20.49% | 17.15% | 14.84% | 14.82% | 13.45%
VIC1 | Hydrogen Turbine | bar: 2026-27 to 2050-51
VIC1 | Wind | 33.14% | 34.15% | 32.08% | 34.55% | 33.76% | 37% | 33.45% | 33.87% | 34.76% | 36.85% | 37.41% | 34.02% | 35.87% | 34.03% | 37.3% | 33.01% | 33.47% | 33.46% | 34.63% | 36.59% | 33.2% | 32.74% | 31.32% | 34.38% | 32.08%
VIC1 | Solar PV | 32.07% | 25.63% | 23.24% | 23.45% | 23.44% | 23.51% | 24.37% | 24.2% | 23.77% | 24.85% | 25.15% | 21.76% | 22.75% | 22.8% | 22.8% | 21.87% | 21.64% | 20.58% | 21.76% | 21.89% | 20.25% | 20.56% | 20.17% | 20.51% | 20.91%
VIC1 | Grid Battery | 13.83% | 14.95% | 9.193% | 8.907% | 10.56% | 9.729% | 10.05% | 9.015% | 7.389% | 7.037% | 7.292% | 6.884% | 6.04% | 5.626% | 5.414% | 5.609% | 5.919% | 5.544% | 5.106% | 5.592% | 5.094% | 4.153% | 4.285% | 3.745% | 4.38%
VIC1 | PHES | bar: 2026-27 to 2050-51
VIC1 | VPP | 10.45% | 10.79% | 5.664% | 5.358% | 7.366% | 7.261% | 7.635% | 7.318% | 6.902% | 7.209% | 7.537% | 7.373% | 7.253% | 7.089% | 6.202% | 6.605% | 6.165% | 5.83% | 5.21% | 7.446% | 5.755% | 3.798% | 4.035% | 3.714% | 4.568%
Region | Technology | 2026-27 | 2027-28 | 2028-29 | 2029-30 | 2030-31 | 2031-32 | 2032-33 | 2033-34 | 2034-35 | 2035-36 | 2036-37 | 2037-38 | 2038-39 | 2039-40 | 2040-41 | 2041-42 | 2042-43 | 2043-44 | 2044-45 | 2045-46 | 2046-47 | 2047-48 | 2048-49 | 2049-50 | 2050-51
SA1 | Black Coal | bar: 2026-27 to 2050-51
SA1 | Brown Coal | bar: 2026-27 to 2050-51
SA1 | CCGT | 34.99% | 36.96% | 44.86% | 36.88% | 41.37% | 34.33% | 34.15% | 34.62% | 39.52% | 27.11% | 27.01% | - | - | - | - | - | - | - | - | - | - | - | - | - | -
SA1 | Gas - Steam | bar: 2026-27 to 2050-51
SA1 | OCGT / Diesel | 11.85% | 10.74% | 14.16% | 11.69% | 16.1% | 14.43% | 17.79% | 14.58% | 18.78% | 10.78% | 9.337% | 12.42% | 15% | 13.74% | 11.58% | 11.6% | 6.605% | 12.71% | 4.68% | 6.138% | 8.095% | 4.531% | 11.05% | 6.25% | 12.99%
SA1 | Hydro | bar: 2026-27 to 2050-51
SA1 | Hydrogen Turbine | bar: 2026-27 to 2050-51
SA1 | Wind | 36.26% | 35.63% | 35.59% | 35.35% | 35.41% | 37.45% | 34.44% | 35.34% | 32.92% | 37.61% | 38.13% | 33.65% | 34.72% | 33.39% | 35.44% | 32.61% | 33.35% | 30.55% | 33.77% | 34.24% | 31.09% | 30.7% | 30.26% | 31.95% | 30.05%
SA1 | Solar PV | 24.34% | 22.54% | 20.22% | 21.11% | 22.56% | 22.53% | 23.07% | 22.64% | 20.1% | 20.59% | 21.8% | 18.78% | 18.61% | 17.82% | 18.93% | 17.81% | 18.22% | 16.93% | 16.86% | 18.81% | 18.14% | 17.34% | 17.67% | 18.72% | 18.76%
SA1 | Grid Battery | 10.06% | 13.13% | 11.74% | 11.57% | 11.74% | 10.83% | 11.27% | 10.17% | 11.01% | 10.75% | 11.38% | 13.36% | 12.14% | 10.54% | 9.989% | 9.846% | 10.09% | 10.88% | 9.234% | 10.98% | 9.698% | 7.448% | 7.374% | 6.486% | 7.639%
SA1 | PHES | bar: 2026-27 to 2050-51
SA1 | VPP | 9.069% | 11.76% | 7.062% | 7.118% | 7.138% | 6.95% | 7.314% | 7.001% | 7.695% | 7.816% | 8.223% | 8.553% | 8.781% | 8.473% | 8.154% | 8.539% | 8.349% | 8.621% | 8.155% | 9.237% | 8.596% | 6.556% | 7.01% | 6.332% | 7.547%
Region | Technology | 2026-27 | 2027-28 | 2028-29 | 2029-30 | 2030-31 | 2031-32 | 2032-33 | 2033-34 | 2034-35 | 2035-36 | 2036-37 | 2037-38 | 2038-39 | 2039-40 | 2040-41 | 2041-42 | 2042-43 | 2043-44 | 2044-45 | 2045-46 | 2046-47 | 2047-48 | 2048-49 | 2049-50 | 2050-51
TAS1 | Black Coal | bar: 2026-27 to 2050-51
TAS1 | Brown Coal | bar: 2026-27 to 2050-51
TAS1 | CCGT | 0% | 3.474e-07% | 3.292e-07% | 3.327e-07% | 3.451e-07% | 3.838e-07% | 4.306e-07% | 4.738e-07% | 4.975e-07% | 5.282e-07% | 5.474e-07% | 5.787e-07% | 6.026e-07% | 6.239e-07% | 7.051e-07% | 7.127e-07% | 7.082e-07% | 8.164e-07% | 8.025e-07% | 7.873e-07% | 8.154e-07% | 8.012e-07% | 1.013e-06% | 1.055e-06% | -
TAS1 | Gas - Steam | bar: 2026-27 to 2050-51
TAS1 | OCGT / Diesel | 0.03917% | 6.056e-07% | 0.2126% | 0.02224% | 0.043% | 4.939e-07% | 0.1394% | 0.01205% | 0.03836% | 0.09136% | 0.02388% | 0.1596% | 0.165% | 0.00364% | 0.1996% | 0.5258% | 0.1252% | 2.23% | 0.7069% | 0.0803% | 2.522e-06% | 2.055e-06% | 4.357% | 0.2699% | -
TAS1 | Hydro | 48.46% | 40.41% | 41.84% | 38.77% | 39.95% | 38.04% | 39.58% | 41.51% | 42.26% | 34.18% | 34.33% | 38.3% | 34.4% | 34.58% | 36.01% | 37.4% | 40.35% | 39.27% | 37.59% | 37.22% | 40.07% | 43.1% | 39.03% | 38.51% | 42.66%
TAS1 | Hydrogen Turbine | bar: 2026-27 to 2050-51
TAS1 | Wind | 35.47% | 39.43% | 38.09% | 34.78% | 32% | 32.05% | 30.69% | 29.76% | 30.14% | 29.06% | 29.18% | 27.61% | 27.27% | 25.54% | 26.74% | 25.93% | 26.04% | 27.3% | 27.88% | 28.73% | 28.28% | 28.51% | 27.34% | 28.03% | 28.71%
TAS1 | Solar PV | - | - | 20.48% | 19.9% | 20.44% | 20.11% | 21.02% | 20.61% | 20.32% | 19.7% | 19.56% | 18.88% | 19.13% | 19.68% | 19% | 19.64% | 18.99% | 18.73% | 19.11% | 18.88% | 18.49% | 18.3% | 19.21% | 18.41% | 19.82%
TAS1 | Grid Battery | bar: 2026-27 to 2050-51
TAS1 | PHES | bar: 2026-27 to 2050-51
TAS1 | VPP | 1.509% | 5.827% | 4.686% | 3.782% | 4.831% | 4.765% | 5.141% | 4.787% | 5.083% | 6.656% | 6.592% | 6.212% | 6.389% | 6.666% | 6.286% | 6.781% | 6.35% | 6.361% | 5.832% | 5.816% | 5.996% | 5.2% | 5.617% | 5.269% | 5.742%
Explicitly modelled pumping
Region | Technology | 2026-27 | 2027-28 | 2028-29 | 2029-30 | 2030-31 | 2031-32 | 2032-33 | 2033-34 | 2034-35 | 2035-36 | 2036-37 | 2037-38 | 2038-39 | 2039-40 | 2040-41 | 2041-42 | 2042-43 | 2043-44 | 2044-45 | 2045-46 | 2046-47 | 2047-48 | 2048-49 | 2049-50 | 2050-51
NEM | Grid Battery Pump | 18.14% | 18.8% | 15.56% | 16.21% | 16.93% | 16.04% | 16.79% | 15.45% | 14.38% | 14.28% | 14.52% | 15.26% | 14.05% | 13.08% | 12.86% | 12.14% | 13.1% | 12.46% | 11.46% | 11.83% | 12.29% | 10.97% | 9.907% | 10.5% | 12.21%
NEM | PHES Pump | 25.09% | 29.27% | 32.43% | 25.84% | 28.12% | 27.82% | 29.56% | 28.31% | 28.16% | 26.56% | 26.11% | 27.73% | 24.16% | 23.33% | 21.93% | 21.2% | 20.99% | 20.67% | 19.16% | 20.94% | 18.33% | 15.25% | 12.7% | 11.73% | 15.94%
NEM | VPP Pump | 12.97% | 14.13% | 8.002% | 8.156% | 9.263% | 9.51% | 9.895% | 9.909% | 10.14% | 10.69% | 10.97% | 10.87% | 11.01% | 11.05% | 10.7% | 10.85% | 10.47% | 10.32% | 10.34% | 11.36% | 10.19% | 8.871% | 8.818% | 8.687% | 9.845%
Region | Technology | 2026-27 | 2027-28 | 2028-29 | 2029-30 | 2030-31 | 2031-32 | 2032-33 | 2033-34 | 2034-35 | 2035-36 | 2036-37 | 2037-38 | 2038-39 | 2039-40 | 2040-41 | 2041-42 | 2042-43 | 2043-44 | 2044-45 | 2045-46 | 2046-47 | 2047-48 | 2048-49 | 2049-50 | 2050-51
NSW1 | Grid Battery Pump | 21.64% | 20.96% | 17.95% | 18.65% | 19.76% | 18.52% | 19.64% | 18.43% | 18.45% | 18.95% | 18.7% | 18.21% | 16.89% | 16.11% | 16.36% | 15.31% | 15.63% | 15.39% | 15.07% | 15.38% | 14.03% | 13.37% | 13.88% | 13.78% | 15.46%
NSW1 | PHES Pump | 25.78% | 30.43% | 44.49% | 27.63% | 30.29% | 30.03% | 31.57% | 30.41% | 30.58% | 31.03% | 30.28% | 31.4% | 27.67% | 28.48% | 26.65% | 26.41% | 24.54% | 24.62% | 23.11% | 27% | 23.66% | 18.12% | 15.52% | 13.12% | 18.48%
NSW1 | VPP Pump | 13.9% | 13.9% | 8.314% | 8.678% | 9.645% | 10.01% | 10.26% | 10.43% | 10.89% | 11.74% | 11.95% | 11.76% | 11.94% | 12.26% | 12.13% | 12.06% | 11.39% | 11.35% | 12.11% | 12.57% | 11.27% | 9.98% | 9.882% | 9.583% | 11.57%
Region | Technology | 2026-27 | 2027-28 | 2028-29 | 2029-30 | 2030-31 | 2031-32 | 2032-33 | 2033-34 | 2034-35 | 2035-36 | 2036-37 | 2037-38 | 2038-39 | 2039-40 | 2040-41 | 2041-42 | 2042-43 | 2043-44 | 2044-45 | 2045-46 | 2046-47 | 2047-48 | 2048-49 | 2049-50 | 2050-51
QLD1 | Grid Battery Pump | 19.52% | 19.88% | 18.71% | 19.94% | 19.54% | 18.95% | 19.67% | 18.14% | 18.46% | 18.31% | 18.72% | 20.48% | 19.24% | 17.83% | 17.44% | 15.73% | 17.83% | 16.14% | 14.47% | 14.18% | 15.89% | 14.54% | 11.84% | 13.91% | 16.1%
QLD1 | PHES Pump | 24.27% | 27.91% | 18.35% | 16.64% | 16.99% | 16.49% | 19.25% | 17.51% | 15.76% | 20.5% | 20.46% | 22.75% | 19.4% | 16.35% | 15.52% | 14.12% | 16.17% | 15.31% | 13.78% | 12.7% | 11.11% | 11.36% | 8.879% | 9.84% | 12.5%
QLD1 | VPP Pump | 15.27% | 16.7% | 8.689% | 9.324% | 9.858% | 10.6% | 11.04% | 11.51% | 11.85% | 12.26% | 12.43% | 12.4% | 12.72% | 12.82% | 12.92% | 12.97% | 13.04% | 12.92% | 13.02% | 12.84% | 12.72% | 12.86% | 12.34% | 12.97% | 13.1%
Region | Technology | 2026-27 | 2027-28 | 2028-29 | 2029-30 | 2030-31 | 2031-32 | 2032-33 | 2033-34 | 2034-35 | 2035-36 | 2036-37 | 2037-38 | 2038-39 | 2039-40 | 2040-41 | 2041-42 | 2042-43 | 2043-44 | 2044-45 | 2045-46 | 2046-47 | 2047-48 | 2048-49 | 2049-50 | 2050-51
VIC1 | Grid Battery Pump | 15.7% | 17.09% | 10.64% | 10.38% | 12.28% | 11.33% | 11.74% | 10.48% | 8.616% | 8.205% | 8.509% | 8.032% | 7.042% | 6.527% | 6.322% | 6.48% | 6.916% | 6.413% | 5.925% | 6.533% | 5.88% | 4.82% | 4.907% | 4.307% | 5.006%
VIC1 | PHES Pump | bar: 2026-27 to 2050-51
VIC1 | VPP Pump | 12.52% | 12.96% | 6.777% | 6.451% | 8.812% | 8.706% | 9.173% | 8.768% | 8.269% | 8.644% | 9.037% | 8.84% | 8.707% | 8.492% | 7.475% | 7.886% | 7.431% | 6.957% | 6.247% | 8.966% | 6.866% | 4.592% | 4.803% | 4.455% | 5.476%
Region | Technology | 2026-27 | 2027-28 | 2028-29 | 2029-30 | 2030-31 | 2031-32 | 2032-33 | 2033-34 | 2034-35 | 2035-36 | 2036-37 | 2037-38 | 2038-39 | 2039-40 | 2040-41 | 2041-42 | 2042-43 | 2043-44 | 2044-45 | 2045-46 | 2046-47 | 2047-48 | 2048-49 | 2049-50 | 2050-51
SA1 | Grid Battery Pump | 11.89% | 15.53% | 13.99% | 13.85% | 13.98% | 12.91% | 13.48% | 12.11% | 13.14% | 12.84% | 13.59% | 16.02% | 14.59% | 12.58% | 12.02% | 11.72% | 12.13% | 12.98% | 11.05% | 13.23% | 11.54% | 8.969% | 8.724% | 7.804% | 9.071%
SA1 | PHES Pump | bar: 2026-27 to 2050-51
SA1 | VPP Pump | 10.86% | 14.12% | 8.452% | 8.557% | 8.543% | 8.331% | 8.782% | 8.385% | 9.227% | 9.372% | 9.86% | 10.26% | 10.56% | 10.13% | 9.806% | 10.21% | 10.03% | 10.32% | 9.778% | 11.11% | 10.28% | 7.894% | 8.375% | 7.612% | 9.03%
Region | Technology | 2026-27 | 2027-28 | 2028-29 | 2029-30 | 2030-31 | 2031-32 | 2032-33 | 2033-34 | 2034-35 | 2035-36 | 2036-37 | 2037-38 | 2038-39 | 2039-40 | 2040-41 | 2041-42 | 2042-43 | 2043-44 | 2044-45 | 2045-46 | 2046-47 | 2047-48 | 2048-49 | 2049-50 | 2050-51
TAS1 | Grid Battery Pump | bar: 2026-27 to 2050-51
TAS1 | PHES Pump | bar: 2026-27 to 2050-51
TAS1 | VPP Pump | 1.801% | 7.01% | 5.604% | 4.535% | 5.793% | 5.714% | 6.165% | 5.756% | 6.082% | 7.98% | 7.938% | 7.42% | 7.661% | 7.993% | 7.55% | 8.119% | 7.614% | 7.627% | 6.993% | 6.977% | 7.186% | 6.236% | 6.734% | 6.355% | 6.849%

## BaseCase_Generation
Annual sent-out generation by technology (GWh) - BaseCase, Accelerated Transition Scenario
Non-scheduled generation including Distributed PV is not shown.
Region | Technology | 2026-27 | 2027-28 | 2028-29 | 2029-30 | 2030-31 | 2031-32 | 2032-33 | 2033-34 | 2034-35 | 2035-36 | 2036-37 | 2037-38 | 2038-39 | 2039-40 | 2040-41 | 2041-42 | 2042-43 | 2043-44 | 2044-45 | 2045-46 | 2046-47 | 2047-48 | 2048-49 | 2049-50 | 2050-51
NEM | Black Coal | 53070.3296 | 40727.6738 | 10826.7501 | 2703.834 | 2489.6297 | 2531.6425 | 2330.1318 | 2374.2494 | 2448.7894 | 1916.4024 | 2098.1483 | 6.735e-05 | 6.8862e-05 | 6.8501e-05 | 4.6165e-05 | 5.0563e-05 | 4.7072e-05 | 3.9896e-05 | 3.5356e-05 | 2.8026e-05 | 2.4698e-05 | 2.4371e-05 | 2.3129e-05 | 2.3926e-05 | 3.167e-05
NEM | Brown Coal | 18843.6734 | 16512.7098 | 2370.9001 | 2114.4915 | 3.2641e-05 | 3.2635e-05 | 3.0014e-05 | 2.7346e-05 | 2.5509e-05 | 9.0371e-06 | 8.6358e-06 | 8.406e-06 | 8.3452e-06 | 8.5331e-06 | 8.6753e-06 | 8.3647e-06 | 8.5424e-06 | 8.554e-06 | 8.2341e-06 | 8.3557e-06 | 8.299e-06 | 0 | 0 | 0 | 0
NEM | CCGT | 14477.504 | 11395.5693 | 12990.4378 | 11123.5021 | 10478.9271 | 8741.3506 | 9512.7675 | 9320.7691 | 9068.2357 | 7846.9484 | 6979.2845 | 6400.0332 | 6004.3454 | 5578.6683 | 5456.1019 | 4784.2285 | 4953.4408 | 4174.664 | 3735.8554 | 2777.0425 | 2541.1184 | 2169.6802 | 2413.8201 | 2273.3906 | 1615.7878
NEM | Gas - Steam | 1364.8518 | 647.8239 | 659.321 | 481.4029 | 597.6451 | 361.6464 | 370.135 | 200.481 | 379.1495 | 186.967 | 187.9347 | 216.5696 | 144.0484 | 147.7979 | 144.1433 | 150.2304 | 162.6537 | 149.2056 | 142.6957 | 133.1914 | 137.0833 | 144.4162 | 134.461 | 134.6865 | 0
NEM | OCGT / Diesel | 15224.9762 | 8523.5306 | 15756.2625 | 13353.9071 | 13405.1165 | 11853.967 | 12127.8943 | 9281.142 | 13706.7198 | 8246.6616 | 9046.5077 | 11167.9425 | 11717.4327 | 12836.188 | 11600.4639 | 9771.8895 | 5271.1056 | 12894.0416 | 6890.1266 | 9548.8217 | 9151.9597 | 6084.8397 | 10166.8462 | 6771.4437 | 11942.6952
NEM | Hydro | 17418.5447 | 14783.9005 | 17613.4256 | 15232.6058 | 14794.0401 | 14142.043 | 14068.3599 | 15541.6893 | 15990.9634 | 13563.1981 | 12565.089 | 15889.642 | 13409.94 | 12614.4518 | 12769.63 | 12643.5485 | 14286.2797 | 14390.9657 | 13614.148 | 12335.5769 | 15711.1271 | 14984.3581 | 13337.7759 | 13070.1553 | 13597.2267
NEM | Hydrogen Turbine | 0 | 0 | 0 | 0 | 0 | 0 | 0 | 0 | 0 | 0 | 0 | 0 | 0 | 0 | 0 | 0 | 0 | 0 | 0 | 0 | 0 | 0 | 0 | 0 | 0
NEM | Wind | 41637.6856 | 66556.978 | 92217.0689 | 98229.0405 | 104562.2781 | 112982.0603 | 120157.12 | 133854.888 | 138605.8839 | 148462.4672 | 156307.2462 | 153629.1166 | 157037.7702 | 160035.297 | 165413.0107 | 170130.3354 | 178147.6643 | 174426.9519 | 181102.9337 | 183927.8927 | 183393.3608 | 187735.6327 | 185625.2842 | 189736.0001 | 185650.8874
NEM | Solar PV | 28194.0869 | 38760.4391 | 51626.1343 | 65357.7722 | 69658.7481 | 70360.8423 | 73039.4537 | 72940.2033 | 81696.3015 | 89631.9563 | 93450.3105 | 107004.5451 | 109024.7062 | 111628.0119 | 118837.5361 | 121358.463 | 125893.5678 | 133822.303 | 136582.0048 | 139811.903 | 148257.7128 | 149175.2463 | 145842.7252 | 146596.6845 | 152916.299
NEM | Grid Battery | 11383.5548 | 18301.347 | 21641.5367 | 26093.5746 | 27464.7299 | 26269.3031 | 27745.8025 | 25483.7399 | 26886.4015 | 26707.4654 | 27079.8399 | 30790.8434 | 28349.6092 | 26801.8273 | 26184.8865 | 24643.2177 | 26370.2912 | 24722.1945 | 22127.0039 | 22191.7604 | 25337.0413 | 21933.3535 | 18131.353 | 16732.4623 | 18505.8932
NEM | PHES | 1452.3906 | 1641.5117 | 2402.1924 | 6731.0899 | 7454.3486 | 7261.4086 | 7920.5609 | 7328.1043 | 7551.6479 | 10785.1002 | 10210.7145 | 11202.673 | 9982.4587 | 9550.8155 | 8810.42 | 8758.6449 | 8404.0331 | 8410.6219 | 7673.5613 | 8444.3677 | 7691.6429 | 5902.5056 | 5372.7015 | 4789.5396 | 6403.6035
NEM | VPP | 731.6164 | 1185.5089 | 970.2352 | 1385.2966 | 1986.687 | 2525.9529 | 3219.4738 | 3922.5614 | 4756.4923 | 5894.2069 | 7099.9834 | 8244.5851 | 9767.1289 | 11322.782 | 12440.5982 | 14314.9611 | 15502.2836 | 17134.6737 | 19107.4183 | 23175.4888 | 23005.7346 | 21834.3112 | 23830.323 | 25440.7535 | 29645.839
NEM | USE / DSP | 430.5146 | 150.4428 | 333.9777 | 2933.7299 | 3056.889 | 3053.2014 | 2935.5912 | 2959.9427 | 3408.145 | 3704.482 | 3972.4212 | 4134.7075 | 4196.1666 | 4296.2073 | 4345.4539 | 4648.8961 | 4727.3707 | 5301.0052 | 5260.054 | 5694.2996 | 6077.7482 | 6345.0945 | 7082.4043 | 7273.5644 | 5285.6096
Total |  | 204229.7288 | 219187.4356 | 229408.2421 | 245740.2472 | 255949.0392 | 260083.4181 | 273427.2907 | 283207.7704 | 304498.7299 | 316945.8553 | 328997.4796 | 348680.6581 | 349633.6064 | 354812.0472 | 366002.2447 | 371204.4153 | 383718.6905 | 395426.627 | 396235.8018 | 408040.3447 | 421304.5291 | 416309.4381 | 411937.6944 | 412818.6804 | 425563.8413
Region | Technology | 2026-27 | 2027-28 | 2028-29 | 2029-30 | 2030-31 | 2031-32 | 2032-33 | 2033-34 | 2034-35 | 2035-36 | 2036-37 | 2037-38 | 2038-39 | 2039-40 | 2040-41 | 2041-42 | 2042-43 | 2043-44 | 2044-45 | 2045-46 | 2046-47 | 2047-48 | 2048-49 | 2049-50 | 2050-51
NSW1 | Black Coal | 25347.2129 | 16892.4148 | 4685.8869 | 7.6462e-05 | 7.146e-05 | 6.5013e-05 | 6.3541e-05 | 1.4398e-05 | 1.4425e-05 | 1.3927e-05 | 1.1277e-05 | 1.3126e-05 | 1.2475e-05 | 1.2079e-05 | 0 | 0 | 0 | 0 | 0 | 0 | 0 | 0 | 0 | 0 | 0
NSW1 | Brown Coal | 0 | 0 | 0 | 0 | 0 | 0 | 0 | 0 | 0 | 0 | 0 | 0 | 0 | 0 | 0 | 0 | 0 | 0 | 0 | 0 | 0 | 0 | 0 | 0 | 0
NSW1 | CCGT | 4509.9794 | 3680.5224 | 3893.5995 | 3705 | 3103.7733 | 2536.8644 | 3096.9546 | 3222.3055 | 2658.8469 | 2893.898 | 2691.8752 | 2869.5548 | 2607.2136 | 2590.6937 | 2669.4883 | 2485.5188 | 2498.0894 | 1596.3118 | 1599.0035 | 1505.9707 | 1618.3113 | 1284.7296 | 1503.9081 | 1454.42 | 1615.7875
NSW1 | Gas - Steam | 0 | 0 | 0 | 0 | 0 | 0 | 0 | 0 | 0 | 0 | 0 | 0 | 0 | 0 | 0 | 0 | 0 | 0 | 0 | 0 | 0 | 0 | 0 | 0 | 0
NSW1 | OCGT / Diesel | 6778.9473 | 4622.3784 | 6361.1437 | 5066.854 | 4876.9256 | 4928.2655 | 4178.0296 | 3424.8498 | 4798.0346 | 3681.0091 | 3739.0528 | 4769.0495 | 5592.3187 | 5468.3076 | 5488.1865 | 3775.0565 | 2649.4175 | 6067.6159 | 3139.1643 | 4307.9482 | 3750.9777 | 3252.7211 | 4056.9427 | 3715.0214 | 5188.6822
NSW1 | Hydro | 3227.1658 | 2839.8417 | 3988.4577 | 2952.705 | 2738.8926 | 2500.0143 | 2365.9934 | 2800.3188 | 3011.4768 | 2530.7661 | 1999.7029 | 3571.6286 | 2603.921 | 2258.2201 | 2079.9888 | 1945.5728 | 2479.5876 | 2694.3507 | 2453.1403 | 1757.8182 | 3164.9174 | 2463.6471 | 2136.9006 | 1986.495 | 1909.09
NSW1 | Hydrogen Turbine | 0 | 0 | 0 | 0 | 0 | 0 | 0 | 0 | 0 | 0 | 0 | 0 | 0 | 0 | 0 | 0 | 0 | 0 | 0 | 0 | 0 | 0 | 0 | 0 | 0
NSW1 | Wind | 8297.8836 | 15224.7654 | 25414.2013 | 25216.7178 | 27347.185 | 27566.4778 | 31606.124 | 33926.2943 | 32729.8204 | 35042.129 | 37446.3625 | 39242.8899 | 37108.2963 | 38626.8226 | 37727.2133 | 45757.7867 | 47741.6204 | 43483.7393 | 45914.6002 | 45466.9688 | 51331.2128 | 49255.3214 | 48779.8086 | 48877.9426 | 49947.7883
NSW1 | Solar PV | 12001.52 | 15177.819 | 18747.3015 | 26894.232 | 27956.1038 | 28015.0761 | 30108.2789 | 29936.6566 | 33833.9373 | 36535.0193 | 37423.5433 | 39693.3464 | 40714.2323 | 43222.5584 | 47694.8313 | 47899.1312 | 48967.8964 | 53202.6966 | 55823.0241 | 57881.1179 | 54532.994 | 54729.0938 | 55090.7767 | 53007.4188 | 56704.746
NSW1 | Grid Battery | 4313.3422 | 6528.6811 | 6655.9688 | 7603.197 | 8291.4891 | 8071.6271 | 8860.2011 | 8302.7514 | 8310.1332 | 8536.5179 | 8350.0451 | 8186.5068 | 7641.4742 | 7294.7004 | 7289.2784 | 6888.0174 | 6994.5529 | 6842.068 | 6704.5561 | 6782.9903 | 5673.6957 | 5075.1755 | 4431.0007 | 4045.9965 | 4340.5661
NSW1 | PHES | 346.5541 | 377.4997 | 1563.5766 | 5971.379 | 6676.8755 | 6506.6706 | 7037.6544 | 6524.9686 | 6830.0679 | 7092.0547 | 6563.099 | 7115.2813 | 6462.6945 | 6614.3137 | 6062.086 | 6195.5182 | 5502.1784 | 5645.9956 | 5207.9794 | 6190.5643 | 5669.2533 | 3862.508 | 3798.4133 | 3004.6906 | 4163.9287
NSW1 | VPP | 297.0707 | 438.6934 | 377.6409 | 556.4249 | 775.8215 | 997.9092 | 1257.7668 | 1552.9516 | 1907.2843 | 2392.9822 | 2838.9794 | 3249.5331 | 3846.4369 | 4529.857 | 5046.2747 | 5662.1892 | 5976.7988 | 6630.8833 | 7852.9605 | 8961.7463 | 8870.6585 | 8529.1492 | 9264.3568 | 9720.3225 | 12032.078
NSW1 | USE / DSP | 4.32 | 3.252 | 8.504 | 1717.8166 | 1766.499 | 1714.0702 | 1529.9733 | 1508.1069 | 1783.898 | 2113.5301 | 2321.8548 | 2259.8807 | 2191.3311 | 2171.5173 | 2220.09 | 2348.56 | 2429.0366 | 2600.0041 | 2667.0881 | 2789.5347 | 2902.3786 | 3002.808 | 3115.6836 | 3202.5677 | 3070.7478
Total |  | 65123.996 | 65785.868 | 71696.2809 | 79684.3263 | 83533.5655 | 82836.9755 | 90040.9763 | 91199.2036 | 95863.4993 | 100817.9065 | 103374.5151 | 110957.6712 | 108767.9186 | 112776.9909 | 116277.4373 | 122957.3509 | 125239.1782 | 128763.6654 | 131361.5166 | 135644.6594 | 137514.3994 | 131455.1537 | 132177.7911 | 129014.8752 | 138973.4146
Region | Technology | 2026-27 | 2027-28 | 2028-29 | 2029-30 | 2030-31 | 2031-32 | 2032-33 | 2033-34 | 2034-35 | 2035-36 | 2036-37 | 2037-38 | 2038-39 | 2039-40 | 2040-41 | 2041-42 | 2042-43 | 2043-44 | 2044-45 | 2045-46 | 2046-47 | 2047-48 | 2048-49 | 2049-50 | 2050-51
QLD1 | Black Coal | 27723.1167 | 23835.2591 | 6140.8632 | 2703.8339 | 2489.6296 | 2531.6424 | 2330.1317 | 2374.2494 | 2448.7894 | 1916.4024 | 2098.1483 | 5.4224e-05 | 5.6387e-05 | 5.6422e-05 | 4.6165e-05 | 5.0563e-05 | 4.7072e-05 | 3.9896e-05 | 3.5356e-05 | 2.8026e-05 | 2.4698e-05 | 2.4371e-05 | 2.3129e-05 | 2.3926e-05 | 3.167e-05
QLD1 | Brown Coal | 0 | 0 | 0 | 0 | 0 | 0 | 0 | 0 | 0 | 0 | 0 | 0 | 0 | 0 | 0 | 0 | 0 | 0 | 0 | 0 | 0 | 0 | 0 | 0 | 0
QLD1 | CCGT | 7794.4139 | 5419.5328 | 7018.2212 | 5709.3597 | 5457.9013 | 4613.3966 | 4833.0771 | 4493.9834 | 4577.8102 | 3696.9841 | 3035.607 | 3530.4783 | 3397.1317 | 2987.9745 | 2786.6135 | 2298.7096 | 2455.3513 | 2578.3521 | 2136.8518 | 1271.0718 | 922.807 | 884.9505 | 909.9119 | 818.9705 | 8.5483e-05
QLD1 | Gas - Steam | 204.1752 | 170.988 | 201.2403 | 202.7447 | 186.5628 | 177.0466 | 176.1069 | 174.1332 | 173.9972 | 145.3892 | 160.2805 | 160.3992 | 144.0484 | 147.7979 | 144.1433 | 150.2304 | 162.6537 | 149.2056 | 142.6957 | 133.1914 | 137.0833 | 144.4162 | 134.461 | 134.6865 | 0
QLD1 | OCGT / Diesel | 4177.3996 | 571.4899 | 2617.3664 | 2609.2222 | 2490.84 | 2021.4826 | 1380.716 | 1067.5866 | 1882.8346 | 846.1989 | 1430.9805 | 1467.9245 | 1658.0883 | 1883.8981 | 1438.3057 | 999.5833 | 617.2288 | 1278.6406 | 851.3117 | 1822.3204 | 638.0323 | 616.8307 | 1067.9428 | 170.5641 | 708.4131
QLD1 | Hydro | 687.7715 | 667.2015 | 693.2123 | 665.894 | 661.6845 | 643.0791 | 645.5257 | 667.9889 | 643.7659 | 576.9576 | 598.4352 | 153.2642 | 125.7747 | 105.2597 | 134.6922 | 104.7039 | 2.4819e-07 | 1.9437e-07 | 1.7748e-07 | 1.6758e-07 | 1.63e-07 | 1.5489e-07 | 0.95561 | 1.7838e-07 | 3.8584e-07
QLD1 | Hydrogen Turbine | 0 | 0 | 0 | 0 | 0 | 0 | 0 | 0 | 0 | 0 | 0 | 0 | 0 | 0 | 0 | 0 | 0 | 0 | 0 | 0 | 0 | 0 | 0 | 0 | 0
QLD1 | Wind | 7565.5688 | 17974.6897 | 22886.6083 | 24102.384 | 24852.4037 | 26593.511 | 29687.613 | 33774.2489 | 37536.2429 | 37883.4544 | 39267.2966 | 35987.2088 | 35438.5992 | 36267.5059 | 36264.4294 | 40121.7956 | 40638.5531 | 41972.4892 | 41169.269 | 43283.704 | 38756.2013 | 38618.4966 | 41220.9362 | 39753.3523 | 41505.2091
QLD1 | Solar PV | 10915.8115 | 13180.0925 | 19550.2631 | 24384.3611 | 24507.7298 | 25146.8493 | 25152.5043 | 25411.0723 | 27059.3727 | 31335.2923 | 33670.1527 | 41275.7343 | 41688.0869 | 42137.7222 | 44279.3868 | 43034.9287 | 46318.8866 | 46634.5883 | 46291.0068 | 45946.9809 | 59640.0347 | 60806.5718 | 57121.8817 | 59754.9482 | 62081.6749
QLD1 | Grid Battery | 3571.7452 | 4816.7407 | 8153.9183 | 11205.6075 | 10987.3946 | 10650.2387 | 11071.0993 | 10202.7632 | 10376.7249 | 10306.4448 | 10531.8761 | 13193.2178 | 12330.6414 | 11927.7798 | 11646.9573 | 10544.4804 | 11852.3334 | 10763.1268 | 9410.529 | 8673.0327 | 13870.9318 | 12279.7988 | 9710.1345 | 9524.0584 | 10687.7918
QLD1 | PHES | 1105.8365 | 1264.012 | 838.6158 | 759.7109 | 777.473 | 754.7379 | 882.9064 | 803.1356 | 721.5799 | 3693.0454 | 3647.6154 | 4087.3916 | 3519.7641 | 2936.5017 | 2748.3339 | 2563.1265 | 2901.8545 | 2764.6261 | 2465.5817 | 2253.8032 | 2022.3894 | 2039.9974 | 1574.2881 | 1784.8488 | 2239.6746
QLD1 | VPP | 136.7891 | 244.7929 | 197.9428 | 326.1319 | 448.5761 | 609.8887 | 790.837 | 1015.9846 | 1263.6936 | 1559.5797 | 1874.3378 | 2212.6727 | 2676.5544 | 3139.3127 | 3633.0111 | 4149.7669 | 4723.7733 | 5267.0553 | 5938.4695 | 6501.525 | 7112.2438 | 7904.8284 | 8282.9616 | 9467.367 | 9840.2507
QLD1 | USE / DSP | 8.2387 | 11.831 | 146.5801 | 323.9307 | 344.4374 | 368.0479 | 359.9684 | 392.277 | 448.6509 | 464.8771 | 513.9952 | 602.665 | 656.1681 | 727.5172 | 730.3712 | 771.4659 | 817.567 | 1014.1441 | 979.7028 | 1286.442 | 1283.7388 | 1413.9791 | 1669.3826 | 1749.1005 | 849.7327
Total |  | 63890.8668 | 68156.63 | 68444.8317 | 72993.1807 | 73204.633 | 74109.9209 | 77310.4858 | 80377.4231 | 87133.4622 | 92424.6259 | 96828.7253 | 102670.9564 | 101634.8573 | 102261.2698 | 103806.2444 | 104738.7914 | 110488.2016 | 112422.2283 | 109385.418 | 111172.0713 | 124383.4625 | 124709.8697 | 121692.856 | 123157.8962 | 127912.747
Region | Technology | 2026-27 | 2027-28 | 2028-29 | 2029-30 | 2030-31 | 2031-32 | 2032-33 | 2033-34 | 2034-35 | 2035-36 | 2036-37 | 2037-38 | 2038-39 | 2039-40 | 2040-41 | 2041-42 | 2042-43 | 2043-44 | 2044-45 | 2045-46 | 2046-47 | 2047-48 | 2048-49 | 2049-50 | 2050-51
VIC1 | Black Coal | 0 | 0 | 0 | 0 | 0 | 0 | 0 | 0 | 0 | 0 | 0 | 0 | 0 | 0 | 0 | 0 | 0 | 0 | 0 | 0 | 0 | 0 | 0 | 0 | 0
VIC1 | Brown Coal | 18843.6734 | 16512.7098 | 2370.9001 | 2114.4915 | 3.2641e-05 | 3.2635e-05 | 3.0014e-05 | 2.7346e-05 | 2.5509e-05 | 9.0371e-06 | 8.6358e-06 | 8.406e-06 | 8.3452e-06 | 8.5331e-06 | 8.6753e-06 | 8.3647e-06 | 8.5424e-06 | 8.554e-06 | 8.2341e-06 | 8.3557e-06 | 8.299e-06 | 0 | 0 | 0 | 0
VIC1 | CCGT | 0 | 0 | 0 | 0 | 0 | 0 | 0 | 0 | 0 | 0 | 0 | 0 | 0 | 0 | 0 | 0 | 0 | 0 | 0 | 0 | 0 | 0 | 0 | 0 | 0
VIC1 | Gas - Steam | 1160.6766 | 476.8359 | 458.0807 | 278.6583 | 411.0823 | 184.5998 | 194.0281 | 26.3478 | 205.1523 | 41.5778 | 27.6541 | 56.1704 | 3.4551e-06 | 0 | 0 | 0 | 0 | 0 | 0 | 0 | 0 | 0 | 0 | 0 | 0
VIC1 | OCGT / Diesel | 2751.6025 | 1955.6429 | 5131.6552 | 4321.9389 | 4516.2205 | 3541.7453 | 5318.4005 | 3765.0978 | 5706.852 | 3036.8936 | 3286.1052 | 4143.8195 | 3516.9221 | 4615.8895 | 3941.2372 | 4261.3444 | 1586.4816 | 4733.5616 | 2686.4205 | 3143.2452 | 4509.592 | 2073.4626 | 4673.8165 | 2688.8801 | 5286.6295
VIC1 | Hydro | 3276.866 | 2749.6472 | 4102.8114 | 3431.7964 | 2962.1655 | 2972.3244 | 2704.5573 | 3312.6271 | 3417.5942 | 3241.9713 | 2721.5027 | 4082.7459 | 3420.5682 | 2954.2715 | 2956.6974 | 2699.9751 | 3292.7263 | 3409.0214 | 3227.4382 | 2723.2766 | 4090.6075 | 3424.7224 | 2962.4437 | 2957.9195 | 2685.8825
VIC1 | Hydrogen Turbine | 0 | 0 | 0 | 0 | 0 | 0 | 0 | 0 | 0 | 0 | 0 | 0 | 0 | 0 | 0 | 0 | 0 | 0 | 0 | 0 | 0 | 0 | 0 | 0 | 0
VIC1 | Wind | 15249.6083 | 18189.6836 | 27811.0711 | 31473.4843 | 33097.9634 | 38445.7078 | 38917.63 | 45612.5032 | 48260.1103 | 54390.274 | 58494.2083 | 57852.3452 | 63528.7667 | 63634.7294 | 68812.5958 | 63075.054 | 66762.0157 | 67561.3947 | 69661.7556 | 71001.6649 | 68341.3754 | 72732.8488 | 69592.9713 | 74395.27 | 69262.917
VIC1 | Solar PV | 3820.2208 | 8001.1617 | 8727.5438 | 9281.4802 | 12094.5599 | 12129.0007 | 12572.3545 | 12484.5181 | 12842.9212 | 13424.8749 | 13587.7513 | 14610.3418 | 15278.4096 | 15344.7764 | 15347.2374 | 18727.641 | 18685.6263 | 19680.3896 | 20597.7524 | 20654.4219 | 19124.4596 | 19423.3613 | 19112.1284 | 18716.5077 | 18915.7743
VIC1 | Grid Battery | 2484.078 | 4915.6069 | 4355.5865 | 4844.8203 | 5741.355 | 5291.8978 | 5467.9625 | 4860.0387 | 5931.0217 | 5648.9281 | 5853.6759 | 5525.7268 | 4845.8663 | 4513.931 | 4343.7852 | 4352.8963 | 4593.4898 | 4204.9778 | 3783.1616 | 4094.162 | 3511.2253 | 2826.3447 | 2697.6696 | 2088.5463 | 2212.8048
VIC1 | PHES | 0 | 0 | 0 | 0 | 0 | 0 | 0 | 0 | 0 | 0 | 0 | 0 | 0 | 0 | 0 | 0 | 0 | 0 | 0 | 0 | 0 | 0 | 0 | 0 | 0
VIC1 | VPP | 154.5151 | 249.897 | 198.4541 | 281.534 | 493.5204 | 607.628 | 785.7314 | 920.5387 | 1035.0864 | 1279.8027 | 1586.8541 | 1831.1255 | 2120.1169 | 2406.8724 | 2415.5383 | 2923.2995 | 3089.6051 | 3286.129 | 3287.1006 | 5225.1385 | 4465.6623 | 3243.6991 | 3779.9508 | 3797.2564 | 4814.6218
VIC1 | USE / DSP | 4.0928 | 3.424 | 12.1438 | 760.8467 | 793.2224 | 829.1388 | 866.3217 | 886.1261 | 924.295 | 952.9848 | 967.7629 | 1009.1547 | 1018.6421 | 1054.2629 | 1065.5901 | 1091.5802 | 1111.0778 | 1152.3689 | 1175.5991 | 1172.1329 | 1201.514 | 1218.6574 | 1221.5671 | 1234.3333 | 1201.3986
Total |  | 47745.3334 | 53054.6089 | 53168.2465 | 56789.0506 | 60110.0894 | 64002.0426 | 66826.9861 | 71867.7977 | 78323.033 | 82017.3072 | 86525.5145 | 89111.43 | 93729.292 | 94524.7331 | 98882.6813 | 97131.7905 | 99121.0225 | 104027.843 | 104419.228 | 108014.042 | 105244.4359 | 104943.0962 | 104040.5474 | 105878.7134 | 104380.0287
Region | Technology | 2026-27 | 2027-28 | 2028-29 | 2029-30 | 2030-31 | 2031-32 | 2032-33 | 2033-34 | 2034-35 | 2035-36 | 2036-37 | 2037-38 | 2038-39 | 2039-40 | 2040-41 | 2041-42 | 2042-43 | 2043-44 | 2044-45 | 2045-46 | 2046-47 | 2047-48 | 2048-49 | 2049-50 | 2050-51
SA1 | Black Coal | 0 | 0 | 0 | 0 | 0 | 0 | 0 | 0 | 0 | 0 | 0 | 0 | 0 | 0 | 0 | 0 | 0 | 0 | 0 | 0 | 0 | 0 | 0 | 0 | 0
SA1 | Brown Coal | 0 | 0 | 0 | 0 | 0 | 0 | 0 | 0 | 0 | 0 | 0 | 0 | 0 | 0 | 0 | 0 | 0 | 0 | 0 | 0 | 0 | 0 | 0 | 0 | 0
SA1 | CCGT | 2173.1107 | 2295.5141 | 2078.617 | 1709.1423 | 1917.2524 | 1591.0896 | 1582.7358 | 1604.4802 | 1831.5785 | 1256.0662 | 1251.8022 | 3.1888e-05 | 3.13e-05 | 3.1288e-05 | 3.0675e-05 | 3.0838e-05 | 3.0871e-05 | 3.1023e-05 | 2.9939e-05 | 2.9337e-05 | 3.0306e-05 | 3.0346e-05 | 3.0431e-05 | 3.0279e-05 | 0.00013711
SA1 | Gas - Steam | 0 | 0 | 0 | 0 | 0 | 0 | 0 | 0 | 0 | 0 | 0 | 0 | 0 | 0 | 0 | 0 | 0 | 0 | 0 | 0 | 0 | 0 | 0 | 0 | 0
SA1 | OCGT / Diesel | 1516.4162 | 1374.0194 | 1642.7814 | 1355.5453 | 1520.4598 | 1362.4735 | 1248.5745 | 1023.4199 | 1318.4006 | 681.1354 | 589.9968 | 784.6601 | 947.5305 | 868.036 | 731.7203 | 733.234 | 417.3415 | 802.8935 | 209.6384 | 274.9 | 253.3578 | 141.8254 | 346.0077 | 195.6066 | 758.9704
SA1 | Hydro | 0 | 0 | 0 | 0 | 0 | 0 | 0 | 0 | 0 | 0 | 0 | 0 | 0 | 0 | 0 | 0 | 0 | 0 | 0 | 0 | 0 | 0 | 0 | 0 | 0
SA1 | Hydrogen Turbine | 0 | 0 | 0 | 0 | 0 | 0 | 0 | 0 | 0 | 0 | 0 | 0 | 0 | 0 | 0 | 0 | 0 | 0 | 0 | 0 | 0 | 0 | 0 | 0 | 0
SA1 | Wind | 8774.2167 | 11122.0766 | 11216.5719 | 12069.7862 | 13992.9042 | 14759.7147 | 14190.5874 | 14645.3309 | 13793.3304 | 14873.5401 | 14462.6836 | 13951.34 | 14126.4524 | 14799.4687 | 15587.8012 | 14366.9489 | 16167.2439 | 14239.3762 | 17388.6807 | 16993.1625 | 17894.6465 | 20001.0304 | 19196.0297 | 19701.8158 | 18531.2437
SA1 | Solar PV | 1456.5346 | 1853.5917 | 3953.8779 | 4128.2247 | 4412.8275 | 4393.5735 | 4499.4214 | 4414.6302 | 7276.7695 | 7455.0973 | 7893.6089 | 10580.3521 | 10487.851 | 10042.3384 | 10665.7995 | 10818.1255 | 11071.5893 | 13466.6708 | 13015.1279 | 14484.44 | 14132.7829 | 13397.3985 | 13658.1853 | 14294.1721 | 14327.3601
SA1 | Grid Battery | 1014.3894 | 2040.3183 | 2476.063 | 2439.9495 | 2444.4908 | 2255.5393 | 2346.5394 | 2118.1863 | 2268.5215 | 2215.5741 | 2344.2423 | 3885.3916 | 3531.6267 | 3065.4155 | 2904.865 | 2857.8227 | 2929.9143 | 2912.021 | 2228.7563 | 2641.5744 | 2281.1875 | 1752.0334 | 1292.5471 | 1073.86 | 1264.7292
SA1 | PHES | 0 | 0 | 0 | 0 | 0 | 0 | 0 | 0 | 0 | 0 | 0 | 0 | 0 | 0 | 0 | 0 | 0 | 0 | 0 | 0 | 0 | 0 | 0 | 0 | 0
SA1 | VPP | 142.0335 | 244.4838 | 186.8556 | 209.2902 | 249.3212 | 286.321 | 352.8829 | 395.6285 | 502.2145 | 586.0012 | 709.6528 | 849.9237 | 1000.4965 | 1095.8112 | 1182.8431 | 1380.3081 | 1501.0545 | 1713.2646 | 1785.8398 | 2218.0081 | 2251.0898 | 1865.0538 | 2158.3011 | 2103.6514 | 2566.6567
SA1 | USE / DSP | 413.8631 | 131.9359 | 166.7498 | 131.1359 | 152.7303 | 141.9445 | 179.2098 | 173.4328 | 251.3011 | 172.3649 | 168.8083 | 263.007 | 330.0253 | 342.9099 | 329.4026 | 436.4016 | 369.6893 | 516.7901 | 432.891 | 444.2519 | 689.9928 | 709.2534 | 838.7428 | 892.7115 | 163.7305
Total |  | 15490.5642 | 19061.9397 | 21721.5167 | 22043.0741 | 24689.9863 | 24790.656 | 24399.9511 | 24375.1088 | 27242.116 | 27239.7792 | 27420.795 | 30314.6745 | 30423.9823 | 30213.9799 | 31402.4318 | 30592.8407 | 32456.8329 | 33651.0161 | 35060.9341 | 37056.3369 | 37503.0573 | 37866.5949 | 37489.8137 | 38261.8175 | 37612.6907
Region | Technology | 2026-27 | 2027-28 | 2028-29 | 2029-30 | 2030-31 | 2031-32 | 2032-33 | 2033-34 | 2034-35 | 2035-36 | 2036-37 | 2037-38 | 2038-39 | 2039-40 | 2040-41 | 2041-42 | 2042-43 | 2043-44 | 2044-45 | 2045-46 | 2046-47 | 2047-48 | 2048-49 | 2049-50 | 2050-51
TAS1 | Black Coal | 0 | 0 | 0 | 0 | 0 | 0 | 0 | 0 | 0 | 0 | 0 | 0 | 0 | 0 | 0 | 0 | 0 | 0 | 0 | 0 | 0 | 0 | 0 | 0 | 0
TAS1 | Brown Coal | 0 | 0 | 0 | 0 | 0 | 0 | 0 | 0 | 0 | 0 | 0 | 0 | 0 | 0 | 0 | 0 | 0 | 0 | 0 | 0 | 0 | 0 | 0 | 0 | 0
TAS1 | CCGT | 0 | 6.3301e-06 | 5.9988e-06 | 6.0617e-06 | 6.2879e-06 | 6.9937e-06 | 7.8454e-06 | 8.6323e-06 | 9.0654e-06 | 9.6238e-06 | 9.9743e-06 | 1.0545e-05 | 1.098e-05 | 1.1367e-05 | 1.2847e-05 | 1.2986e-05 | 1.2905e-05 | 1.4876e-05 | 1.4623e-05 | 1.4345e-05 | 1.4857e-05 | 1.4598e-05 | 1.8462e-05 | 1.9229e-05 | 5.3894e-05
TAS1 | Gas - Steam | 0 | 0 | 0 | 0 | 0 | 0 | 0 | 0 | 0 | 0 | 0 | 0 | 0 | 0 | 0 | 0 | 0 | 0 | 0 | 0 | 0 | 0 | 0 | 0 | 0
TAS1 | OCGT / Diesel | 0.61072 | 9.4426e-06 | 3.3157 | 0.34673 | 0.67056 | 7.702e-06 | 2.1737 | 0.18791 | 0.59807 | 1.4245 | 0.37234 | 2.4889 | 2.5732 | 0.056755 | 1.0142 | 2.6714 | 0.63608 | 11.33 | 3.5918 | 0.40798 | 1.2813e-05 | 1.0439e-05 | 22.1364 | 1.3714 | 3.5757e-05
TAS1 | Hydro | 10226.7415 | 8527.2101 | 8828.9442 | 8182.2104 | 8431.2975 | 8026.6253 | 8352.2835 | 8760.7545 | 8918.1266 | 7213.5031 | 7245.4481 | 8082.0033 | 7259.6761 | 7296.7005 | 7598.2516 | 7893.2968 | 8513.9658 | 8287.5936 | 7933.5695 | 7854.4822 | 8455.6023 | 9095.9886 | 8237.4761 | 8125.7408 | 9002.2541
TAS1 | Hydrogen Turbine | 0 | 0 | 0 | 0 | 0 | 0 | 0 | 0 | 0 | 0 | 0 | 0 | 0 | 0 | 0 | 0 | 0 | 0 | 0 | 0 | 0 | 0 | 0 | 0 | 0
TAS1 | Wind | 1750.4082 | 4045.7628 | 4888.6163 | 5366.6682 | 5271.8218 | 5616.649 | 5755.1656 | 5896.5106 | 6286.3798 | 6273.0699 | 6636.6952 | 6595.3327 | 6835.6557 | 6706.7704 | 7020.971 | 6808.7502 | 6838.2313 | 7169.9525 | 6968.6282 | 7182.3926 | 7069.9247 | 7127.9355 | 6835.5384 | 7007.6193 | 6403.7293
TAS1 | Solar PV | 0 | 547.7743 | 647.1481 | 669.4741 | 687.5271 | 676.3427 | 706.8946 | 693.326 | 683.3008 | 881.6725 | 875.2543 | 844.7704 | 856.1263 | 880.6164 | 850.2811 | 878.6365 | 849.5692 | 837.9577 | 855.0937 | 844.9423 | 827.4417 | 818.8209 | 859.7532 | 823.6377 | 886.7436
TAS1 | Grid Battery | 0 | 9.3989e-05 | 0.00012861 | 0.00026071 | 0.00026448 | 0.00027311 | 0.00028014 | 0.00030284 | 0.00035576 | 0.00043473 | 0.00044889 | 0.00050108 | 0.00057709 | 0.00066983 | 0.00070651 | 0.00084047 | 0.00089019 | 0.00084973 | 0.00092748 | 0.0010129 | 0.0009916 | 0.0011047 | 0.0010176 | 0.0010596 | 0.0012642
TAS1 | PHES | 0 | 0 | 3.942e-05 | 5.201e-05 | 5.5353e-05 | 5.7211e-05 | 6.7394e-05 | 7.0463e-05 | 7.8255e-05 | 8.8415e-05 | 9.0543e-05 | 9.6394e-05 | 0.00010549 | 0.00010991 | 0.00011328 | 0.00013651 | 0.00014264 | 0.00014672 | 0.00015769 | 0.00016765 | 0.00016613 | 0.0001853 | 0.00017646 | 0.00017923 | 0.00021496
TAS1 | VPP | 1.208 | 7.6418 | 9.3419 | 11.9157 | 19.4478 | 24.2059 | 32.2557 | 37.458 | 48.2136 | 75.8411 | 90.1593 | 101.3302 | 123.5242 | 150.9286 | 162.9311 | 199.3975 | 211.0519 | 237.3415 | 243.0479 | 269.0709 | 306.0802 | 291.5807 | 344.7527 | 352.1562 | 392.2318
TAS1 | USE / DSP | 1.9855e-06 | 1.2296e-06 | 1.0498e-06 | 7.718e-07 | 8.3119e-07 | 8.8062e-07 | 0.118 | 1.0169e-06 | 1.0823e-06 | 0.72497 | 1.2282e-06 | 1.3308e-06 | 1.432e-06 | 1.5115e-06 | 2.0886e-06 | 0.88842 | 1.9738e-06 | 17.698 | 4.773 | 1.938 | 0.12395 | 0.39652 | 237.0282 | 194.8514 | 3.4125e-06
Total |  | 11978.9684 | 13128.3891 | 14377.3664 | 14230.6155 | 14410.765 | 14343.8232 | 14848.8914 | 15388.2373 | 15936.6193 | 14446.2365 | 14847.9298 | 15625.926 | 15077.5561 | 15035.0735 | 15633.4499 | 15783.6418 | 16413.4553 | 16561.8742 | 16008.7051 | 16153.2351 | 16659.174 | 17334.7236 | 16536.6862 | 16505.3781 | 16684.9603
Explicitly modelled pumping
Region | Technology | 2026-27 | 2027-28 | 2028-29 | 2029-30 | 2030-31 | 2031-32 | 2032-33 | 2033-34 | 2034-35 | 2035-36 | 2036-37 | 2037-38 | 2038-39 | 2039-40 | 2040-41 | 2041-42 | 2042-43 | 2043-44 | 2044-45 | 2045-46 | 2046-47 | 2047-48 | 2048-49 | 2049-50 | 2050-51
NEM | Grid Battery Pump | 12953.2807 | 21086.3486 | 25414.7365 | 30854.6526 | 32415.962 | 30991.3062 | 32783.6626 | 30077.4796 | 31755.9938 | 31525.5978 | 31987.9458 | 36547.9221 | 33515.9581 | 31661.5933 | 31059.6723 | 29002.4248 | 31230.8258 | 29145.2641 | 26117.1891 | 26239.8745 | 29950.8044 | 25962.5297 | 21358.302 | 19734.5449 | 21850.9013
NEM | PHES Pump | 3428.0514 | 3999.7884 | 4431.7401 | 9980.7181 | 10862.8705 | 10746.4013 | 11418.2214 | 10935.0438 | 10877.9265 | 14910.9077 | 14659.0323 | 15568.0306 | 13563.5466 | 13098.2241 | 12309.0989 | 11901.3667 | 11782.6339 | 11604.0843 | 10752.4919 | 11752.902 | 10291.1076 | 8561.8138 | 7129.7405 | 6584.1533 | 8949.4391
NEM | VPP Pump | 876.595 | 1423.146 | 1161.7657 | 1663.1351 | 2380.3179 | 3029.0612 | 3862.448 | 4702.1385 | 5702.4615 | 7067.283 | 8513.4764 | 9890.7952 | 11715.8825 | 13566.5994 | 14954.6649 | 17126.9561 | 18610.1525 | 20522.9613 | 22911.2734 | 27854.2056 | 27519.374 | 26260.4216 | 28493.5236 | 30513.604 | 35535.7664
Region | Technology | 2026-27 | 2027-28 | 2028-29 | 2029-30 | 2030-31 | 2031-32 | 2032-33 | 2033-34 | 2034-35 | 2035-36 | 2036-37 | 2037-38 | 2038-39 | 2039-40 | 2040-41 | 2041-42 | 2042-43 | 2043-44 | 2044-45 | 2045-46 | 2046-47 | 2047-48 | 2048-49 | 2049-50 | 2050-51
NSW1 | Grid Battery Pump | 4802.3293 | 7440.4659 | 7717.7789 | 8894.7521 | 9701.6615 | 9417.6306 | 10382.8534 | 9725.846 | 9736.2068 | 9999.1025 | 9786.8795 | 9614.3028 | 8920.9197 | 8508.2373 | 8545.6615 | 7995.4082 | 8164.3683 | 7969.0143 | 7806.0319 | 7929.0682 | 6556.9217 | 5889.2097 | 5071.9251 | 4631.6949 | 4981.9509
NSW1 | PHES Pump | 1897.0243 | 2239.4064 | 3274.0699 | 8931.1348 | 9791.2318 | 9706.0375 | 10204.3498 | 9830.7588 | 9883.8783 | 10029.3237 | 9788.511 | 10150.4839 | 8943.6056 | 9206.1843 | 8613.0325 | 8538.3134 | 7933.075 | 7957.7633 | 7470.6172 | 8728.1287 | 7646.6861 | 5855.9184 | 5015.562 | 4241.2585 | 5973.2909
NSW1 | VPP Pump | 355.9646 | 526.4993 | 452.3614 | 667.1967 | 930.3353 | 1196.7106 | 1508.0083 | 1862.0568 | 2287.0697 | 2869.1425 | 3404.0437 | 3901.4296 | 4611.0357 | 5427.5201 | 6068.6646 | 6771.4 | 7166.5447 | 7950.624 | 9416.1745 | 10777.0197 | 10604.8036 | 10264.98 | 11070.3583 | 11654.5102 | 14426.946
Region | Technology | 2026-27 | 2027-28 | 2028-29 | 2029-30 | 2030-31 | 2031-32 | 2032-33 | 2033-34 | 2034-35 | 2035-36 | 2036-37 | 2037-38 | 2038-39 | 2039-40 | 2040-41 | 2041-42 | 2042-43 | 2043-44 | 2044-45 | 2045-46 | 2046-47 | 2047-48 | 2048-49 | 2049-50 | 2050-51
QLD1 | Grid Battery Pump | 4132.428 | 5611.9674 | 9706.3069 | 13391.4123 | 13125.2377 | 12724.5447 | 13207.4116 | 12182.0502 | 12395.2973 | 12294.9892 | 12570.7439 | 15829.2284 | 14702.1243 | 14259.8353 | 13947.2146 | 12576.3555 | 14179.6259 | 12838.5518 | 11252.6871 | 10345.9453 | 16625.6484 | 14683.0785 | 11667.8052 | 11408.7975 | 12838.3434
QLD1 | PHES Pump | 1531.0271 | 1760.382 | 1157.6701 | 1049.5833 | 1071.6386 | 1040.3638 | 1213.8716 | 1104.2849 | 994.048 | 4881.5839 | 4870.5212 | 5417.5466 | 4619.9408 | 3892.0397 | 3696.0663 | 3363.0531 | 3849.5587 | 3646.3208 | 3281.8745 | 3024.7731 | 2644.4213 | 2705.8952 | 2114.1783 | 2342.8946 | 2976.1479
QLD1 | VPP Pump | 163.9289 | 293.7119 | 237.1565 | 391.0752 | 537.8762 | 731.4908 | 948.0514 | 1218.253 | 1515.4343 | 1870.0344 | 2247.2033 | 2653.5343 | 3209.03 | 3764.1359 | 4356.5307 | 4975.6495 | 5664.1223 | 6315.1616 | 7120.9238 | 7795.5246 | 8528.12 | 9478.0598 | 9931.689 | 11351.3135 | 11798.578
Region | Technology | 2026-27 | 2027-28 | 2028-29 | 2029-30 | 2030-31 | 2031-32 | 2032-33 | 2033-34 | 2034-35 | 2035-36 | 2036-37 | 2037-38 | 2038-39 | 2039-40 | 2040-41 | 2041-42 | 2042-43 | 2043-44 | 2044-45 | 2045-46 | 2046-47 | 2047-48 | 2048-49 | 2049-50 | 2050-51
VIC1 | Grid Battery Pump | 2819.5535 | 5619.6941 | 5039.6652 | 5647.5114 | 6677.6808 | 6160.0272 | 6386.2472 | 5647.1349 | 6915.9811 | 6586.1056 | 6829.9325 | 6447.1203 | 5649.6711 | 5236.3983 | 5072.2915 | 5028.2918 | 5366.767 | 4864.4419 | 4390.2999 | 4783.4525 | 4052.8799 | 3280.3686 | 3089.4123 | 2401.9343 | 2528.8424
VIC1 | PHES Pump | 0 | 0 | 0 | 0 | 0 | 0 | 0 | 0 | 0 | 0 | 0 | 0 | 0 | 0 | 0 | 0 | 0 | 0 | 0 | 0 | 0 | 0 | 0 | 0 | 0
VIC1 | VPP Pump | 185.1417 | 300.1621 | 237.4507 | 338.9699 | 590.4045 | 728.5908 | 944.032 | 1102.9507 | 1240.0919 | 1534.5319 | 1902.7355 | 2195.6812 | 2544.8554 | 2883.2297 | 2911.2756 | 3490.3094 | 3723.9461 | 3920.9377 | 3941.4343 | 6292.2416 | 5327.5592 | 3922.1359 | 4499.6681 | 4554.4468 | 5771.1239
Region | Technology | 2026-27 | 2027-28 | 2028-29 | 2029-30 | 2030-31 | 2031-32 | 2032-33 | 2033-34 | 2034-35 | 2035-36 | 2036-37 | 2037-38 | 2038-39 | 2039-40 | 2040-41 | 2041-42 | 2042-43 | 2043-44 | 2044-45 | 2045-46 | 2046-47 | 2047-48 | 2048-49 | 2049-50 | 2050-51
SA1 | Grid Battery Pump | 1198.9699 | 2414.2211 | 2950.9853 | 2920.9765 | 2911.3817 | 2689.1034 | 2807.15 | 2522.4482 | 2708.5082 | 2645.4 | 2800.3894 | 4657.27 | 4243.2424 | 3657.1215 | 3494.5038 | 3402.3683 | 3520.0637 | 3473.2551 | 2668.1691 | 3181.4073 | 2715.3531 | 2109.8716 | 1529.1582 | 1292.1169 | 1501.763
SA1 | PHES Pump | 0 | 0 | 0 | 0 | 0 | 0 | 0 | 0 | 0 | 0 | 0 | 0 | 0 | 0 | 0 | 0 | 0 | 0 | 0 | 0 | 0 | 0 | 0 | 0 | 0
SA1 | VPP Pump | 170.1178 | 293.5805 | 223.6239 | 251.6026 | 298.3836 | 343.2407 | 423.6807 | 473.832 | 602.1852 | 702.6376 | 850.9134 | 1019.1219 | 1202.8465 | 1310.741 | 1422.4818 | 1650.8522 | 1802.4718 | 2051.6605 | 2141.3125 | 2666.6072 | 2692.059 | 2245.6058 | 2578.4867 | 2528.6189 | 3071.2798
Region | Technology | 2026-27 | 2027-28 | 2028-29 | 2029-30 | 2030-31 | 2031-32 | 2032-33 | 2033-34 | 2034-35 | 2035-36 | 2036-37 | 2037-38 | 2038-39 | 2039-40 | 2040-41 | 2041-42 | 2042-43 | 2043-44 | 2044-45 | 2045-46 | 2046-47 | 2047-48 | 2048-49 | 2049-50 | 2050-51
TAS1 | Grid Battery Pump | 0 | 0.0001118 | 0.00015281 | 0.00030978 | 0.00031414 | 0.00032442 | 0.00033284 | 0.00035981 | 0.00042267 | 0.00051629 | 0.00053345 | 0.00059531 | 0.0006857 | 0.00079607 | 0.00083963 | 0.00099874 | 0.0010578 | 0.0010096 | 0.0011021 | 0.0012043 | 0.001178 | 0.0013134 | 0.0012084 | 0.0012606 | 0.0015014
TAS1 | PHES Pump | 0 | 0 | 5.2049e-05 | 6.853e-05 | 7.2836e-05 | 7.5311e-05 | 8.8721e-05 | 9.2727e-05 | 0.000103 | 0.00011627 | 0.00011928 | 0.00012682 | 0.00013884 | 0.00014465 | 0.00014916 | 0.00017969 | 0.00018772 | 0.00019269 | 0.00020719 | 0.00022129 | 0.00021809 | 0.00024476 | 0.0002311 | 0.00023739 | 0.00028164
TAS1 | VPP Pump | 1.442 | 9.1922 | 11.1732 | 14.2906 | 23.3183 | 29.0282 | 38.6756 | 45.0461 | 57.6805 | 90.9367 | 108.5805 | 121.0282 | 148.1149 | 180.9726 | 195.7122 | 238.745 | 253.0676 | 284.5776 | 291.4283 | 322.8125 | 366.8322 | 349.6402 | 413.3216 | 424.7146 | 467.8387

## BaseCase_Capacity
Installed capacity by technology (MW) - BaseCase, Accelerated Transition Scenario
Capacity calculated on 1 July. In early study years some wind and solar projects enter later in the financial year and are therefore reflected in the following financial year's capacity.
Non-scheduled generation including Distributed PV is not shown.
Region | Technology | 2026-27 | 2027-28 | 2028-29 | 2029-30 | 2030-31 | 2031-32 | 2032-33 | 2033-34 | 2034-35 | 2035-36 | 2036-37 | 2037-38 | 2038-39 | 2039-40 | 2040-41 | 2041-42 | 2042-43 | 2043-44 | 2044-45 | 2045-46 | 2046-47 | 2047-48 | 2048-49 | 2049-50 | 2050-51
NEM | Black Coal | 16456 | 16456 | 2717.0822 | 450 | 450 | 450 | 450 | 450 | 450 | 450 | 450 | 0 | 0 | 0 | 0 | 0 | 0 | 0 | 0 | 0 | 0 | 0 | 0 | 0 | 0
NEM | Brown Coal | 4835 | 4275 | 580 | 580 | 0 | 0 | 0 | 0 | 0 | 0 | 0 | 0 | 0 | 0 | 0 | 0 | 0 | 0 | 0 | 0 | 0 | 0 | 0 | 0 | 0
NEM | CCGT | 3329.9 | 3329.9 | 3149.9 | 3149.9 | 3149.9 | 3149.9 | 3149.9 | 3149.9 | 3149.9 | 3149.9 | 2764.9 | 2235.9 | 2235.9 | 2091.5 | 2091.5 | 2091.5 | 2091.5 | 1651.5 | 1651.5 | 1007 | 763 | 763 | 763 | 763 | 375
NEM | Gas - Steam | 532 | 532 | 532 | 532 | 532 | 532 | 532 | 532 | 532 | 532 | 532 | 532 | 532 | 32 | 32 | 32 | 32 | 32 | 32 | 32 | 32 | 32 | 32 | 32 | 0
NEM | OCGT / Diesel | 7777.959 | 7777.959 | 8368.1806 | 8768.1806 | 8636.8808 | 8900.0477 | 9183.0992 | 8589.5992 | 8968.873 | 9965.075 | 9944.275 | 10555.4918 | 10555.4918 | 10115.4918 | 9995.4918 | 9995.4918 | 9901.4918 | 12016.2555 | 10957.2565 | 10957.2565 | 10678.0765 | 10094.0765 | 10805.1611 | 10286.1611 | 10670.9226
NEM | Hydro | 7365.42 | 7365.42 | 7365.42 | 7365.42 | 7365.42 | 7365.42 | 7365.42 | 7365.42 | 7365.42 | 7365.42 | 7365.42 | 7365.42 | 7365.42 | 7365.42 | 7365.42 | 7365.42 | 7365.42 | 7365.42 | 7365.42 | 7365.42 | 7365.42 | 7365.42 | 7365.42 | 7365.42 | 7365.42
NEM | Hydrogen Turbine | 0 | 0 | 0 | 0 | 0 | 0 | 0 | 0 | 0 | 0 | 0 | 0 | 0 | 0 | 0 | 0 | 0 | 0 | 0 | 0 | 0 | 0 | 0 | 0 | 0
NEM | Wind | 14022.588 | 21188.3751 | 31113.2847 | 32977.5001 | 35504.1964 | 36744.5881 | 40482.1607 | 46429.8918 | 47792.8044 | 48607.9678 | 50608.8801 | 54452.5055 | 55444.6674 | 57582.9933 | 56913.8745 | 62708.3088 | 65723.8403 | 65535.791 | 65804.4001 | 64532.64 | 69823.3639 | 73793.5331 | 73678.4619 | 72253.672 | 71888.322
NEM | Solar PV | 12324.098 | 17760.731 | 25084.6512 | 32212.7834 | 33716.8169 | 33710.6969 | 33710.6971 | 34497.0638 | 40226.3072 | 42086.0311 | 44276.4554 | 57727.7538 | 58467.6441 | 61628.4753 | 63441.586 | 66035.5818 | 68696.7327 | 76462.1303 | 76193.475 | 76075.807 | 86524.4495 | 90801.8317 | 91271.4074 | 89817.4874 | 88609.5924
NEM | Grid Battery | 8150.83 | 12803.4647 | 18648.9419 | 21727.59 | 21856.464 | 22056.464 | 22287.7092 | 22222.3792 | 25206.9291 | 25206.9291 | 25156.9291 | 27334.9877 | 27229.9877 | 27634.94 | 27569.94 | 27263.6703 | 27213.6704 | 26705.6004 | 26005.6006 | 25318.0006 | 27830.9265 | 27008.3024 | 24609.5482 | 21453.901 | 20435.027
NEM | PHES | 1060 | 1060 | 1060 | 3910 | 3910 | 3910 | 3910 | 3910 | 3910 | 5908 | 5908 | 5908 | 5908 | 5908 | 5908 | 5908 | 5908 | 5908 | 5908 | 5908 | 5908 | 5908 | 5908 | 5908 | 5908
NEM | VPP | 771.66 | 1149.8 | 1657.44 | 2327.93 | 2933.44 | 3636.1501 | 4456.08 | 5417.2599 | 6421.98 | 7544.2601 | 8859.3201 | 10386 | 12145.3701 | 14017.92 | 15960.2201 | 18021.2702 | 20296.0799 | 22701.1698 | 25296.3102 | 28002.64 | 30830.22 | 33791.0795 | 36887.8596 | 40097.6204 | 41204.0998
Total |  | 76625.455 | 93698.6498 | 100276.9006 | 114001.3041 | 118055.1182 | 120455.2669 | 125527.0662 | 132563.5138 | 144024.2137 | 150815.5832 | 155866.1797 | 176498.0588 | 179884.4811 | 186376.7403 | 189278.0324 | 199421.2428 | 207228.7351 | 218377.8669 | 219213.9623 | 219198.7641 | 239755.4565 | 249557.2432 | 251320.8582 | 247977.2618 | 246456.3837
Region | Technology | 2026-27 | 2027-28 | 2028-29 | 2029-30 | 2030-31 | 2031-32 | 2032-33 | 2033-34 | 2034-35 | 2035-36 | 2036-37 | 2037-38 | 2038-39 | 2039-40 | 2040-41 | 2041-42 | 2042-43 | 2043-44 | 2044-45 | 2045-46 | 2046-47 | 2047-48 | 2048-49 | 2049-50 | 2050-51
NSW1 | Black Coal | 8330 | 8330 | 1471.0583 | 0 | 0 | 0 | 0 | 0 | 0 | 0 | 0 | 0 | 0 | 0 | 0 | 0 | 0 | 0 | 0 | 0 | 0 | 0 | 0 | 0 | 0
NSW1 | Brown Coal | 0 | 0 | 0 | 0 | 0 | 0 | 0 | 0 | 0 | 0 | 0 | 0 | 0 | 0 | 0 | 0 | 0 | 0 | 0 | 0 | 0 | 0 | 0 | 0 | 0
NSW1 | CCGT | 815 | 815 | 815 | 815 | 815 | 815 | 815 | 815 | 815 | 815 | 815 | 815 | 815 | 815 | 815 | 815 | 815 | 375 | 375 | 375 | 375 | 375 | 375 | 375 | 375
NSW1 | Gas - Steam | 0 | 0 | 0 | 0 | 0 | 0 | 0 | 0 | 0 | 0 | 0 | 0 | 0 | 0 | 0 | 0 | 0 | 0 | 0 | 0 | 0 | 0 | 0 | 0 | 0
NSW1 | OCGT / Diesel | 2284.799 | 2284.799 | 2284.799 | 2284.799 | 2284.799 | 2284.799 | 2284.7992 | 2284.7992 | 2502.9843 | 2984.8457 | 2964.0457 | 3575.2625 | 3575.2625 | 3575.2625 | 3575.2625 | 3575.2625 | 3575.2625 | 4179.8795 | 3330.8805 | 3330.8805 | 3330.8805 | 3330.8805 | 3330.8805 | 3330.8805 | 3810.201
NSW1 | Hydro | 2525 | 2525 | 2525 | 2525 | 2525 | 2525 | 2525 | 2525 | 2525 | 2525 | 2525 | 2525 | 2525 | 2525 | 2525 | 2525 | 2525 | 2525 | 2525 | 2525 | 2525 | 2525 | 2525 | 2525 | 2525
NSW1 | Hydrogen Turbine | 0 | 0 | 0 | 0 | 0 | 0 | 0 | 0 | 0 | 0 | 0 | 0 | 0 | 0 | 0 | 0 | 0 | 0 | 0 | 0 | 0 | 0 | 0 | 0 | 0
NSW1 | Wind | 2819.86 | 4820.3307 | 8687.7182 | 8687.7182 | 9606.7182 | 9707.5182 | 10884.4195 | 12156.0103 | 12156.0103 | 12156.0103 | 13209.5103 | 14224.2688 | 14349.7648 | 14800.4006 | 14458.5819 | 18212.3568 | 18943.3462 | 18485.837 | 18498.8307 | 18255.0307 | 20876.4068 | 21829.7143 | 21433.7143 | 21320.5243 | 21320.5243
NSW1 | Solar PV | 5529.393 | 7348.233 | 8763.6405 | 14286.4569 | 14286.457 | 14286.457 | 14286.457 | 14313.7079 | 17023.1781 | 17023.1781 | 17804.3785 | 21895.7775 | 22547.9013 | 23541.5125 | 25354.6233 | 25354.6233 | 26781.0223 | 30477.4211 | 30477.4221 | 30441.3411 | 31492.8595 | 34276.6311 | 34226.6311 | 33632.4311 | 32715.6931
NSW1 | Grid Battery | 2533.1 | 4052.4932 | 4909.3083 | 5444.5014 | 5603.3754 | 5803.3754 | 6034.6204 | 6024.6204 | 6024.6204 | 6024.6204 | 5974.6204 | 6027.6983 | 6027.6983 | 6027.6984 | 5962.6984 | 5962.6984 | 5962.6984 | 5912.6984 | 5912.6984 | 5885.0984 | 5335.0984 | 5028.7252 | 4171.5902 | 3836.3973 | 3677.5232
NSW1 | PHES | 240 | 240 | 240 | 3090 | 3090 | 3090 | 3090 | 3090 | 3090 | 3090 | 3090 | 3090 | 3090 | 3090 | 3090 | 3090 | 3090 | 3090 | 3090 | 3090 | 3090 | 3090 | 3090 | 3090 | 3090
NSW1 | VPP | 292.37 | 432.37 | 621.11 | 877.68 | 1101.14 | 1364.4801 | 1678.56 | 2038.9399 | 2397.21 | 2790.2501 | 3251.3001 | 3788.16 | 4407.46 | 5055.4199 | 5711.9301 | 6409.9802 | 7183.1399 | 7993.6399 | 8876.29 | 9790.3401 | 10743.2798 | 11741.7598 | 12788.2798 | 13883.3101 | 14232.1904
Total |  | 25369.522 | 30848.2258 | 30317.6343 | 38011.1555 | 39312.4895 | 39876.6296 | 41598.856 | 43248.0777 | 46534.0031 | 47408.9045 | 49633.8551 | 55941.1672 | 57338.0868 | 59430.294 | 61493.0961 | 65944.9211 | 68875.4692 | 73039.4758 | 73086.1217 | 73692.6908 | 77768.525 | 82197.7109 | 81941.0958 | 81993.5432 | 81746.132
Region | Technology | 2026-27 | 2027-28 | 2028-29 | 2029-30 | 2030-31 | 2031-32 | 2032-33 | 2033-34 | 2034-35 | 2035-36 | 2036-37 | 2037-38 | 2038-39 | 2039-40 | 2040-41 | 2041-42 | 2042-43 | 2043-44 | 2044-45 | 2045-46 | 2046-47 | 2047-48 | 2048-49 | 2049-50 | 2050-51
QLD1 | Black Coal | 8126 | 8126 | 1246.0239 | 450 | 450 | 450 | 450 | 450 | 450 | 450 | 450 | 0 | 0 | 0 | 0 | 0 | 0 | 0 | 0 | 0 | 0 | 0 | 0 | 0 | 0
QLD1 | Brown Coal | 0 | 0 | 0 | 0 | 0 | 0 | 0 | 0 | 0 | 0 | 0 | 0 | 0 | 0 | 0 | 0 | 0 | 0 | 0 | 0 | 0 | 0 | 0 | 0 | 0
QLD1 | CCGT | 1597.9 | 1597.9 | 1597.9 | 1597.9 | 1597.9 | 1597.9 | 1597.9 | 1597.9 | 1597.9 | 1597.9 | 1212.9 | 1212.9 | 1212.9 | 1068.5 | 1068.5 | 1068.5 | 1068.5 | 1068.5 | 1068.5 | 424 | 180 | 180 | 180 | 180 | 0
QLD1 | Gas - Steam | 32 | 32 | 32 | 32 | 32 | 32 | 32 | 32 | 32 | 32 | 32 | 32 | 32 | 32 | 32 | 32 | 32 | 32 | 32 | 32 | 32 | 32 | 32 | 32 | 0
QLD1 | OCGT / Diesel | 1954.5 | 1954.5 | 2071.5 | 2471.5 | 2586.2003 | 2586.2003 | 2586.2003 | 2162.7003 | 2045.7003 | 2045.7003 | 2045.7003 | 2045.7003 | 2045.7003 | 2045.7003 | 2045.7003 | 2045.7003 | 2045.7003 | 2045.7003 | 2045.7003 | 2045.7003 | 1920.5203 | 1920.5203 | 2631.6049 | 2112.6049 | 1766.6049
QLD1 | Hydro | 152.4 | 152.4 | 152.4 | 152.4 | 152.4 | 152.4 | 152.4 | 152.4 | 152.4 | 152.4 | 152.4 | 152.4 | 152.4 | 152.4 | 152.4 | 152.4 | 152.4 | 152.4 | 152.4 | 152.4 | 152.4 | 152.4 | 152.4 | 152.4 | 152.4
QLD1 | Hydrogen Turbine | 0 | 0 | 0 | 0 | 0 | 0 | 0 | 0 | 0 | 0 | 0 | 0 | 0 | 0 | 0 | 0 | 0 | 0 | 0 | 0 | 0 | 0 | 0 | 0 | 0
QLD1 | Wind | 2624.408 | 5552.5107 | 7465.2109 | 8233.2109 | 8313.4331 | 8675.0591 | 9472.8661 | 11908.8118 | 12623.8977 | 12623.8977 | 12623.8977 | 13356.5403 | 13370.658 | 13376.7727 | 13376.7727 | 14656.164 | 15481.0162 | 15681.5009 | 15608.484 | 15608.484 | 16019.726 | 16310.1585 | 16787.2672 | 16337.2672 | 16337.2672
QLD1 | Solar PV | 4751.765 | 5909.365 | 9441.2141 | 10792.5356 | 10923.8655 | 10923.8655 | 10923.8655 | 11682.9813 | 12518.6589 | 14251.5313 | 15660.7552 | 21223.3539 | 21311.1204 | 23460.7686 | 23460.7686 | 23460.7686 | 24612.3923 | 25479.6306 | 25591.4543 | 25559.3503 | 34843.7301 | 36409.6261 | 36895.0456 | 36540.7756 | 36342.1786
QLD1 | Grid Battery | 2416.86 | 3223.1114 | 5923.511 | 7666.3247 | 7666.3247 | 7666.3247 | 7666.3247 | 7666.3247 | 7666.3247 | 7666.3247 | 7666.3247 | 8824.2949 | 8724.2949 | 9129.2471 | 9129.2471 | 9129.2471 | 9079.2471 | 9079.2471 | 8879.2471 | 8329.2471 | 11942.173 | 11525.9225 | 11249.6156 | 9360.8024 | 9100.8024
QLD1 | PHES | 820 | 820 | 820 | 820 | 820 | 820 | 820 | 820 | 820 | 2818 | 2818 | 2818 | 2818 | 2818 | 2818 | 2818 | 2818 | 2818 | 2818 | 2818 | 2818 | 2818 | 2818 | 2818 | 2818
QLD1 | VPP | 122.55 | 200.81 | 311.58 | 478.78 | 622.83 | 788.04 | 980.39 | 1207.89 | 1459.58 | 1741.55 | 2063.24 | 2442.0001 | 2879.9299 | 3351.8401 | 3850.6101 | 4378.0001 | 4960.35 | 5578.9999 | 6242.45 | 6931.9399 | 7656.4302 | 8412.1699 | 9189.6899 | 9988.8701 | 10278.3799
Total |  | 22598.383 | 27568.597 | 29061.34 | 32694.6512 | 33164.9535 | 33691.7896 | 34681.9466 | 37681.0081 | 39366.4615 | 43379.304 | 44725.2178 | 52107.1895 | 52547.0036 | 55435.2288 | 55933.9988 | 57740.7801 | 60249.6058 | 61935.9788 | 62438.2356 | 61901.1216 | 75564.9796 | 77760.7974 | 79935.6233 | 77522.7203 | 76795.633
Region | Technology | 2026-27 | 2027-28 | 2028-29 | 2029-30 | 2030-31 | 2031-32 | 2032-33 | 2033-34 | 2034-35 | 2035-36 | 2036-37 | 2037-38 | 2038-39 | 2039-40 | 2040-41 | 2041-42 | 2042-43 | 2043-44 | 2044-45 | 2045-46 | 2046-47 | 2047-48 | 2048-49 | 2049-50 | 2050-51
VIC1 | Black Coal | 0 | 0 | 0 | 0 | 0 | 0 | 0 | 0 | 0 | 0 | 0 | 0 | 0 | 0 | 0 | 0 | 0 | 0 | 0 | 0 | 0 | 0 | 0 | 0 | 0
VIC1 | Brown Coal | 4835 | 4275 | 580 | 580 | 0 | 0 | 0 | 0 | 0 | 0 | 0 | 0 | 0 | 0 | 0 | 0 | 0 | 0 | 0 | 0 | 0 | 0 | 0 | 0 | 0
VIC1 | CCGT | 0 | 0 | 0 | 0 | 0 | 0 | 0 | 0 | 0 | 0 | 0 | 0 | 0 | 0 | 0 | 0 | 0 | 0 | 0 | 0 | 0 | 0 | 0 | 0 | 0
VIC1 | Gas - Steam | 500 | 500 | 500 | 500 | 500 | 500 | 500 | 500 | 500 | 500 | 500 | 500 | 500 | 0 | 0 | 0 | 0 | 0 | 0 | 0 | 0 | 0 | 0 | 0 | 0
VIC1 | OCGT / Diesel | 1900 | 1900 | 2509.7216 | 2509.7216 | 2509.7216 | 2772.8885 | 3332.7997 | 3162.7997 | 3440.8884 | 4035.229 | 4035.229 | 4035.229 | 4035.229 | 3595.229 | 3595.229 | 3595.229 | 3501.229 | 5011.3757 | 5011.3757 | 5011.3757 | 5011.3757 | 4427.3757 | 4427.3757 | 4427.3757 | 4427.3757
VIC1 | Hydro | 2279.02 | 2279.02 | 2279.02 | 2279.02 | 2279.02 | 2279.02 | 2279.02 | 2279.02 | 2279.02 | 2279.02 | 2279.02 | 2279.02 | 2279.02 | 2279.02 | 2279.02 | 2279.02 | 2279.02 | 2279.02 | 2279.02 | 2279.02 | 2279.02 | 2279.02 | 2279.02 | 2279.02 | 2279.02
VIC1 | Hydrogen Turbine | 0 | 0 | 0 | 0 | 0 | 0 | 0 | 0 | 0 | 0 | 0 | 0 | 0 | 0 | 0 | 0 | 0 | 0 | 0 | 0 | 0 | 0 | 0 | 0 | 0
VIC1 | Wind | 5252.76 | 6080.2874 | 9897.6136 | 10397.6136 | 11191.5518 | 11862.6407 | 13280.4386 | 15372.6719 | 15849.3089 | 16849.3089 | 17849.3088 | 19412.0611 | 20217.0638 | 21348.0824 | 21059.7824 | 21812.8953 | 22768.2993 | 23050.6183 | 22965.5119 | 22149.9519 | 23501.9492 | 25361.53 | 25361.53 | 24703.43 | 24645.83
VIC1 | Solar PV | 1359.95 | 3564.383 | 4286.5571 | 4517.4028 | 5890.1064 | 5890.1064 | 5890.1064 | 5890.1064 | 6167.3706 | 6167.3706 | 6167.3706 | 7664.9653 | 7664.9653 | 7682.5371 | 7682.5371 | 9774.1575 | 9857.2858 | 10914.348 | 10803.868 | 10772.765 | 10782.6122 | 10782.6122 | 10814.7967 | 10417.3467 | 10324.7867
VIC1 | Grid Battery | 2049.8 | 3753.7902 | 5408.5491 | 6209.1901 | 6209.1901 | 6209.1901 | 6209.1902 | 6153.8602 | 9163.4102 | 9163.4102 | 9163.4102 | 9163.4102 | 9158.4102 | 9158.4102 | 9158.4102 | 8858.4102 | 8858.4102 | 8658.3402 | 8458.3402 | 8358.3402 | 7868.3402 | 7768.3399 | 7187.331 | 6366.6902 | 5766.6902
VIC1 | PHES | 0 | 0 | 0 | 0 | 0 | 0 | 0 | 0 | 0 | 0 | 0 | 0 | 0 | 0 | 0 | 0 | 0 | 0 | 0 | 0 | 0 | 0 | 0 | 0 | 0
VIC1 | VPP | 168.82 | 264.3 | 399.95 | 599.83 | 764.8 | 955.34 | 1174.77 | 1435.99 | 1711.9001 | 2026.53 | 2403.45 | 2835.2399 | 3336.6702 | 3875.75 | 4445.78 | 5052.2599 | 5720.79 | 6434 | 7202.0002 | 8011.21 | 8858.3201 | 9749.5898 | 10694.4399 | 11670.1602 | 12031.3096
Total |  | 18345.35 | 22616.7806 | 25861.4114 | 27592.7781 | 29344.3898 | 30469.1857 | 32666.325 | 34794.4482 | 39111.8982 | 41020.8687 | 42397.7886 | 45889.9255 | 47191.3585 | 47939.0286 | 48220.7586 | 51371.9718 | 52985.0343 | 56347.7022 | 56720.116 | 56582.6627 | 58301.6173 | 60368.4677 | 60764.4934 | 59864.0228 | 59475.0122
Region | Technology | 2026-27 | 2027-28 | 2028-29 | 2029-30 | 2030-31 | 2031-32 | 2032-33 | 2033-34 | 2034-35 | 2035-36 | 2036-37 | 2037-38 | 2038-39 | 2039-40 | 2040-41 | 2041-42 | 2042-43 | 2043-44 | 2044-45 | 2045-46 | 2046-47 | 2047-48 | 2048-49 | 2049-50 | 2050-51
SA1 | Black Coal | 0 | 0 | 0 | 0 | 0 | 0 | 0 | 0 | 0 | 0 | 0 | 0 | 0 | 0 | 0 | 0 | 0 | 0 | 0 | 0 | 0 | 0 | 0 | 0 | 0
SA1 | Brown Coal | 0 | 0 | 0 | 0 | 0 | 0 | 0 | 0 | 0 | 0 | 0 | 0 | 0 | 0 | 0 | 0 | 0 | 0 | 0 | 0 | 0 | 0 | 0 | 0 | 0
SA1 | CCGT | 709 | 709 | 529 | 529 | 529 | 529 | 529 | 529 | 529 | 529 | 529 | 0 | 0 | 0 | 0 | 0 | 0 | 0 | 0 | 0 | 0 | 0 | 0 | 0 | 0
SA1 | Gas - Steam | 0 | 0 | 0 | 0 | 0 | 0 | 0 | 0 | 0 | 0 | 0 | 0 | 0 | 0 | 0 | 0 | 0 | 0 | 0 | 0 | 0 | 0 | 0 | 0 | 0
SA1 | OCGT / Diesel | 1460.66 | 1460.66 | 1324.16 | 1324.16 | 1078.16 | 1078.16 | 801.3 | 801.3 | 801.3 | 721.3 | 721.3 | 721.3 | 721.3 | 721.3 | 721.3 | 721.3 | 721.3 | 721.3 | 511.3 | 511.3 | 357.3 | 357.3 | 357.3 | 357.3 | 666.741
SA1 | Hydro | 0 | 0 | 0 | 0 | 0 | 0 | 0 | 0 | 0 | 0 | 0 | 0 | 0 | 0 | 0 | 0 | 0 | 0 | 0 | 0 | 0 | 0 | 0 | 0 | 0
SA1 | Hydrogen Turbine | 0 | 0 | 0 | 0 | 0 | 0 | 0 | 0 | 0 | 0 | 0 | 0 | 0 | 0 | 0 | 0 | 0 | 0 | 0 | 0 | 0 | 0 | 0 | 0 | 0
SA1 | Wind | 2762.21 | 3563.8056 | 3597.756 | 3897.756 | 4511.6066 | 4498.798 | 4703.9769 | 4730.9235 | 4782.4278 | 4514.5278 | 4329.7278 | 4732.7067 | 4645.2683 | 5059.9664 | 5020.9664 | 5029.1216 | 5533.4075 | 5320.0636 | 5877.8023 | 5665.4023 | 6571.5108 | 7438.3591 | 7242.1792 | 7038.6792 | 7038.6792
SA1 | Solar PV | 682.99 | 938.75 | 2232.4395 | 2232.4395 | 2232.4395 | 2226.3195 | 2226.3197 | 2226.3197 | 4133.1511 | 4133.1511 | 4133.1511 | 6432.8571 | 6432.8571 | 6432.8571 | 6432.8571 | 6935.2324 | 6935.2324 | 9079.9307 | 8809.9307 | 8791.5507 | 8894.4477 | 8822.1623 | 8824.134 | 8716.134 | 8716.134
SA1 | Grid Battery | 1151.07 | 1774.07 | 2407.5734 | 2407.5739 | 2377.5739 | 2377.5739 | 2377.5739 | 2377.5739 | 2352.5739 | 2352.5739 | 2352.5739 | 3319.5843 | 3319.5843 | 3319.5843 | 3319.5843 | 3313.3146 | 3313.3146 | 3055.3146 | 2755.3146 | 2745.3146 | 2685.3146 | 2685.3145 | 2001.0112 | 1890.0109 | 1890.0109
SA1 | PHES | 0 | 0 | 0 | 0 | 0 | 0 | 0 | 0 | 0 | 0 | 0 | 0 | 0 | 0 | 0 | 0 | 0 | 0 | 0 | 0 | 0 | 0 | 0 | 0 | 0
SA1 | VPP | 178.78 | 237.35 | 302.04 | 335.67 | 398.72 | 470.3 | 550.74 | 645.11 | 745.02 | 855.85 | 985.19 | 1134.39 | 1300.61 | 1476.44 | 1655.9999 | 1845.35 | 2052.36 | 2268.62 | 2499.84 | 2741.01 | 2989.45 | 3247.5 | 3514.7799 | 3792.3201 | 3882.4399
Total |  | 6944.71 | 8683.6356 | 10392.9689 | 10726.5994 | 11127.5 | 11180.1514 | 11188.9105 | 11310.2271 | 13343.4727 | 13106.4027 | 13050.9428 | 16340.8381 | 16419.6197 | 17010.1478 | 17150.7078 | 17844.3185 | 18555.6145 | 20445.2289 | 20454.1876 | 20454.5776 | 21498.0231 | 22550.6358 | 21939.4043 | 21794.4442 | 22194.005
Region | Technology | 2026-27 | 2027-28 | 2028-29 | 2029-30 | 2030-31 | 2031-32 | 2032-33 | 2033-34 | 2034-35 | 2035-36 | 2036-37 | 2037-38 | 2038-39 | 2039-40 | 2040-41 | 2041-42 | 2042-43 | 2043-44 | 2044-45 | 2045-46 | 2046-47 | 2047-48 | 2048-49 | 2049-50 | 2050-51
TAS1 | Black Coal | 0 | 0 | 0 | 0 | 0 | 0 | 0 | 0 | 0 | 0 | 0 | 0 | 0 | 0 | 0 | 0 | 0 | 0 | 0 | 0 | 0 | 0 | 0 | 0 | 0
TAS1 | Brown Coal | 0 | 0 | 0 | 0 | 0 | 0 | 0 | 0 | 0 | 0 | 0 | 0 | 0 | 0 | 0 | 0 | 0 | 0 | 0 | 0 | 0 | 0 | 0 | 0 | 0
TAS1 | CCGT | 208 | 208 | 208 | 208 | 208 | 208 | 208 | 208 | 208 | 208 | 208 | 208 | 208 | 208 | 208 | 208 | 208 | 208 | 208 | 208 | 208 | 208 | 208 | 208 | 0
TAS1 | Gas - Steam | 0 | 0 | 0 | 0 | 0 | 0 | 0 | 0 | 0 | 0 | 0 | 0 | 0 | 0 | 0 | 0 | 0 | 0 | 0 | 0 | 0 | 0 | 0 | 0 | 0
TAS1 | OCGT / Diesel | 178 | 178 | 178 | 178 | 178 | 178 | 178 | 178 | 178 | 178 | 178 | 178 | 178 | 178 | 58 | 58 | 58 | 58 | 58 | 58 | 58 | 58 | 58 | 58 | 0
TAS1 | Hydro | 2409 | 2409 | 2409 | 2409 | 2409 | 2409 | 2409 | 2409 | 2409 | 2409 | 2409 | 2409 | 2409 | 2409 | 2409 | 2409 | 2409 | 2409 | 2409 | 2409 | 2409 | 2409 | 2409 | 2409 | 2409
TAS1 | Hydrogen Turbine | 0 | 0 | 0 | 0 | 0 | 0 | 0 | 0 | 0 | 0 | 0 | 0 | 0 | 0 | 0 | 0 | 0 | 0 | 0 | 0 | 0 | 0 | 0 | 0 | 0
TAS1 | Wind | 563.35 | 1171.4407 | 1464.986 | 1761.2014 | 1880.8868 | 2000.5722 | 2140.4595 | 2261.4743 | 2381.1598 | 2464.2232 | 2596.4355 | 2726.9286 | 2861.9125 | 2997.7711 | 2997.7711 | 2997.7711 | 2997.7711 | 2997.7711 | 2853.7711 | 2853.7711 | 2853.7711 | 2853.7711 | 2853.7711 | 2853.7711 | 2546.0211
TAS1 | Solar PV | 0 | 0 | 360.8 | 383.9485 | 383.9485 | 383.9485 | 383.9485 | 383.9485 | 383.9485 | 510.8 | 510.8 | 510.8 | 510.8 | 510.8 | 510.8 | 510.8 | 510.8 | 510.8 | 510.8 | 510.8 | 510.8 | 510.8 | 510.8 | 510.8 | 510.8
TAS1 | Grid Battery | 0 | 0 | 0 | 0 | 0 | 0 | 0 | 0 | 0 | 0 | 0 | 0 | 0 | 0 | 0 | 0.00011445 | 0.00011566 | 0.00012305 | 0.00022875 | 0.00023862 | 0.00026657 | 0.00026712 | 0.00028946 | 0.00031307 | 0.00032787
TAS1 | PHES | 0 | 0 | 0 | 0 | 0 | 0 | 0 | 0 | 0 | 0 | 0 | 0 | 0 | 0 | 0 | 0 | 0 | 0 | 0 | 0 | 0 | 0 | 0 | 0 | 0
TAS1 | VPP | 9.14 | 14.97 | 22.76 | 35.97 | 45.95 | 57.99 | 71.62 | 89.33 | 108.27 | 130.08 | 156.14 | 186.21 | 220.7 | 258.47 | 295.9 | 335.68 | 379.44 | 425.91 | 475.73 | 528.14 | 582.74 | 640.06 | 700.67 | 762.96 | 779.78
Total |  | 3367.49 | 3981.4107 | 4643.546 | 4976.1199 | 5105.7853 | 5237.5107 | 5391.028 | 5529.7528 | 5668.3783 | 5900.1032 | 6058.3754 | 6218.9386 | 6388.4125 | 6562.0411 | 6479.4711 | 6519.2512 | 6563.0112 | 6609.4812 | 6515.3014 | 6567.7114 | 6622.3114 | 6679.6314 | 6740.2414 | 6802.5314 | 6245.6015
Explicitly modelled pumping
Region | Technology | 2026-27 | 2027-28 | 2028-29 | 2029-30 | 2030-31 | 2031-32 | 2032-33 | 2033-34 | 2034-35 | 2035-36 | 2036-37 | 2037-38 | 2038-39 | 2039-40 | 2040-41 | 2041-42 | 2042-43 | 2043-44 | 2044-45 | 2045-46 | 2046-47 | 2047-48 | 2048-49 | 2049-50 | 2050-51
NEM | Grid Battery Pump | 8150.83 | 12803.4647 | 18648.9419 | 21727.59 | 21856.464 | 22056.464 | 22287.7092 | 22222.3792 | 25206.9291 | 25206.9291 | 25156.9291 | 27334.9877 | 27229.9877 | 27634.94 | 27569.94 | 27263.6703 | 27213.6704 | 26705.6004 | 26005.6006 | 25318.0006 | 27830.9265 | 27008.3024 | 24609.5482 | 21453.901 | 20435.027
NEM | PHES Pump | 1560 | 1560 | 1560 | 4410 | 4410 | 4410 | 4410 | 4410 | 4410 | 6408 | 6408 | 6408 | 6408 | 6408 | 6408 | 6408 | 6408 | 6408 | 6408 | 6408 | 6408 | 6408 | 6408 | 6408 | 6408
NEM | VPP Pump | 771.66 | 1149.8 | 1657.44 | 2327.93 | 2933.44 | 3636.1501 | 4456.08 | 5417.2599 | 6421.98 | 7544.2601 | 8859.3201 | 10386 | 12145.3701 | 14017.92 | 15960.2201 | 18021.2702 | 20296.0799 | 22701.1698 | 25296.3102 | 28002.64 | 30830.22 | 33791.0795 | 36887.8596 | 40097.6204 | 41204.0998
Region | Technology | 2026-27 | 2027-28 | 2028-29 | 2029-30 | 2030-31 | 2031-32 | 2032-33 | 2033-34 | 2034-35 | 2035-36 | 2036-37 | 2037-38 | 2038-39 | 2039-40 | 2040-41 | 2041-42 | 2042-43 | 2043-44 | 2044-45 | 2045-46 | 2046-47 | 2047-48 | 2048-49 | 2049-50 | 2050-51
NSW1 | Grid Battery Pump | 2533.1 | 4052.4932 | 4909.3083 | 5444.5014 | 5603.3754 | 5803.3754 | 6034.6204 | 6024.6204 | 6024.6204 | 6024.6204 | 5974.6204 | 6027.6983 | 6027.6983 | 6027.6984 | 5962.6984 | 5962.6984 | 5962.6984 | 5912.6984 | 5912.6984 | 5885.0984 | 5335.0984 | 5028.7252 | 4171.5902 | 3836.3973 | 3677.5232
NSW1 | PHES Pump | 840 | 840 | 840 | 3690 | 3690 | 3690 | 3690 | 3690 | 3690 | 3690 | 3690 | 3690 | 3690 | 3690 | 3690 | 3690 | 3690 | 3690 | 3690 | 3690 | 3690 | 3690 | 3690 | 3690 | 3690
NSW1 | VPP Pump | 292.37 | 432.37 | 621.11 | 877.68 | 1101.14 | 1364.4801 | 1678.56 | 2038.9399 | 2397.21 | 2790.2501 | 3251.3001 | 3788.16 | 4407.46 | 5055.4199 | 5711.9301 | 6409.9802 | 7183.1399 | 7993.6399 | 8876.29 | 9790.3401 | 10743.2798 | 11741.7598 | 12788.2798 | 13883.3101 | 14232.1904
Region | Technology | 2026-27 | 2027-28 | 2028-29 | 2029-30 | 2030-31 | 2031-32 | 2032-33 | 2033-34 | 2034-35 | 2035-36 | 2036-37 | 2037-38 | 2038-39 | 2039-40 | 2040-41 | 2041-42 | 2042-43 | 2043-44 | 2044-45 | 2045-46 | 2046-47 | 2047-48 | 2048-49 | 2049-50 | 2050-51
QLD1 | Grid Battery Pump | 2416.86 | 3223.1114 | 5923.511 | 7666.3247 | 7666.3247 | 7666.3247 | 7666.3247 | 7666.3247 | 7666.3247 | 7666.3247 | 7666.3247 | 8824.2949 | 8724.2949 | 9129.2471 | 9129.2471 | 9129.2471 | 9079.2471 | 9079.2471 | 8879.2471 | 8329.2471 | 11942.173 | 11525.9225 | 11249.6156 | 9360.8024 | 9100.8024
QLD1 | PHES Pump | 720 | 720 | 720 | 720 | 720 | 720 | 720 | 720 | 720 | 2718 | 2718 | 2718 | 2718 | 2718 | 2718 | 2718 | 2718 | 2718 | 2718 | 2718 | 2718 | 2718 | 2718 | 2718 | 2718
QLD1 | VPP Pump | 122.55 | 200.81 | 311.58 | 478.78 | 622.83 | 788.04 | 980.39 | 1207.89 | 1459.58 | 1741.55 | 2063.24 | 2442.0001 | 2879.9299 | 3351.8401 | 3850.6101 | 4378.0001 | 4960.35 | 5578.9999 | 6242.45 | 6931.9399 | 7656.4302 | 8412.1699 | 9189.6899 | 9988.8701 | 10278.3799
Region | Technology | 2026-27 | 2027-28 | 2028-29 | 2029-30 | 2030-31 | 2031-32 | 2032-33 | 2033-34 | 2034-35 | 2035-36 | 2036-37 | 2037-38 | 2038-39 | 2039-40 | 2040-41 | 2041-42 | 2042-43 | 2043-44 | 2044-45 | 2045-46 | 2046-47 | 2047-48 | 2048-49 | 2049-50 | 2050-51
VIC1 | Grid Battery Pump | 2049.8 | 3753.7902 | 5408.5491 | 6209.1901 | 6209.1901 | 6209.1901 | 6209.1902 | 6153.8602 | 9163.4102 | 9163.4102 | 9163.4102 | 9163.4102 | 9158.4102 | 9158.4102 | 9158.4102 | 8858.4102 | 8858.4102 | 8658.3402 | 8458.3402 | 8358.3402 | 7868.3402 | 7768.3399 | 7187.331 | 6366.6902 | 5766.6902
VIC1 | PHES Pump | 0 | 0 | 0 | 0 | 0 | 0 | 0 | 0 | 0 | 0 | 0 | 0 | 0 | 0 | 0 | 0 | 0 | 0 | 0 | 0 | 0 | 0 | 0 | 0 | 0
VIC1 | VPP Pump | 168.82 | 264.3 | 399.95 | 599.83 | 764.8 | 955.34 | 1174.77 | 1435.99 | 1711.9001 | 2026.53 | 2403.45 | 2835.2399 | 3336.6702 | 3875.75 | 4445.78 | 5052.2599 | 5720.79 | 6434 | 7202.0002 | 8011.21 | 8858.3201 | 9749.5898 | 10694.4399 | 11670.1602 | 12031.3096
Region | Technology | 2026-27 | 2027-28 | 2028-29 | 2029-30 | 2030-31 | 2031-32 | 2032-33 | 2033-34 | 2034-35 | 2035-36 | 2036-37 | 2037-38 | 2038-39 | 2039-40 | 2040-41 | 2041-42 | 2042-43 | 2043-44 | 2044-45 | 2045-46 | 2046-47 | 2047-48 | 2048-49 | 2049-50 | 2050-51
SA1 | Grid Battery Pump | 1151.07 | 1774.07 | 2407.5734 | 2407.5739 | 2377.5739 | 2377.5739 | 2377.5739 | 2377.5739 | 2352.5739 | 2352.5739 | 2352.5739 | 3319.5843 | 3319.5843 | 3319.5843 | 3319.5843 | 3313.3146 | 3313.3146 | 3055.3146 | 2755.3146 | 2745.3146 | 2685.3146 | 2685.3145 | 2001.0112 | 1890.0109 | 1890.0109
SA1 | PHES Pump | 0 | 0 | 0 | 0 | 0 | 0 | 0 | 0 | 0 | 0 | 0 | 0 | 0 | 0 | 0 | 0 | 0 | 0 | 0 | 0 | 0 | 0 | 0 | 0 | 0
SA1 | VPP Pump | 178.78 | 237.35 | 302.04 | 335.67 | 398.72 | 470.3 | 550.74 | 645.11 | 745.02 | 855.85 | 985.19 | 1134.39 | 1300.61 | 1476.44 | 1655.9999 | 1845.35 | 2052.36 | 2268.62 | 2499.84 | 2741.01 | 2989.45 | 3247.5 | 3514.7799 | 3792.3201 | 3882.4399
Region | Technology | 2026-27 | 2027-28 | 2028-29 | 2029-30 | 2030-31 | 2031-32 | 2032-33 | 2033-34 | 2034-35 | 2035-36 | 2036-37 | 2037-38 | 2038-39 | 2039-40 | 2040-41 | 2041-42 | 2042-43 | 2043-44 | 2044-45 | 2045-46 | 2046-47 | 2047-48 | 2048-49 | 2049-50 | 2050-51
TAS1 | Grid Battery Pump | 0 | 0 | 0 | 0 | 0 | 0 | 0 | 0 | 0 | 0 | 0 | 0 | 0 | 0 | 0 | 0.00011445 | 0.00011566 | 0.00012305 | 0.00022875 | 0.00023862 | 0.00026657 | 0.00026712 | 0.00028946 | 0.00031307 | 0.00032787
TAS1 | PHES Pump | 0 | 0 | 0 | 0 | 0 | 0 | 0 | 0 | 0 | 0 | 0 | 0 | 0 | 0 | 0 | 0 | 0 | 0 | 0 | 0 | 0 | 0 | 0 | 0 | 0
TAS1 | VPP Pump | 9.14 | 14.97 | 22.76 | 35.97 | 45.95 | 57.99 | 71.62 | 89.33 | 108.27 | 130.08 | 156.14 | 186.21 | 220.7 | 258.47 | 295.9 | 335.68 | 379.44 | 425.91 | 475.73 | 528.14 | 582.74 | 640.06 | 700.67 | 762.96 | 779.78

## BaseCase_REZ Capacity
Installed capacity by REZ (MW) - BaseCase, Accelerated Transition Scenario
Capacity calculated on 1 July. In early study years some wind and solar projects enter later in the financial year and are therefore reflected in the following financial year's capacity. REZ capacity includes capacity from the existing, committed and anticipated renewables mapped to the relevant REZs. Does not include capacity from renewables not in a REZ.
Non-scheduled generation including Distributed PV is not shown.
Region | REZ | REZ Name | Technology | 2026-27 | 2027-28 | 2028-29 | 2029-30 | 2030-31 | 2031-32 | 2032-33 | 2033-34 | 2034-35 | 2035-36 | 2036-37 | 2037-38 | 2038-39 | 2039-40 | 2040-41 | 2041-42 | 2042-43 | 2043-44 | 2044-45 | 2045-46 | 2046-47 | 2047-48 | 2048-49 | 2049-50 | 2050-51
QLD | Q1 | Far North QLD | Solar | 0 | 0 | 69.4004 | 69.4004 | 69.4004 | 69.4004 | 69.4004 | 69.4004 | 69.4004 | 69.4004 | 69.4004 | 282.1538 | 282.1538 | 282.1538 | 282.1538 | 282.1538 | 282.1538 | 282.1538 | 282.1538 | 282.1538 | 951.9321 | 951.9321 | 951.9321 | 951.9321 | 951.9321
QLD | Q2 | North Qld Clean Energy Hub | Solar | 83 | 83 | 83 | 83 | 83 | 83 | 83 | 83 | 83 | 83 | 83 | 33.0001 | 33.0001 | 33.0001 | 33.0001 | 33.0001 | 33.0002 | 33.0002 | 33.0002 | 33.0002 | 18.0003 | 18.0003 | 0.00025975 | 0.00025978 | 0.00025981
QLD | Q3 | Northern Qld | Solar | 513.997 | 663.997 | 963.997 | 963.997 | 963.997 | 963.997 | 963.997 | 963.997 | 963.997 | 963.997 | 963.997 | 1255.8112 | 1255.8112 | 1255.8112 | 1255.8112 | 1255.8112 | 1246.8628 | 1118.8628 | 1118.8628 | 1118.8628 | 1360.7936 | 1250.3936 | 1250.3936 | 1250.3936 | 1117.7966
QLD | Q4 | Isaac | Solar | 684.9 | 684.9 | 684.9 | 684.9 | 684.9 | 684.9 | 684.9 | 684.9 | 684.9 | 684.9 | 684.9001 | 684.9001 | 684.9002 | 684.9002 | 684.9002 | 684.9002 | 684.9017 | 684.9017 | 642.4017 | 642.4017 | 642.4017 | 642.4017 | 183.5017 | 26.0017 | 0.0016828
QLD | Q5 | Barcaldine | Solar | 14 | 14 | 14 | 14 | 145.3299 | 145.3299 | 145.3299 | 145.3299 | 145.3299 | 403.3913 | 418.549 | 728.5943 | 728.5943 | 803.7966 | 803.7966 | 803.7966 | 882.077 | 868.077 | 919.4987 | 919.4987 | 919.4987 | 919.4987 | 1214.0597 | 1214.0597 | 1214.0597
QLD | Q6 | Fitzroy | Solar | 99 | 99 | 99 | 699 | 699 | 699 | 699 | 1458.1158 | 2225.219 | 2623.6711 | 2642.6357 | 2838.31 | 2838.31 | 2838.31 | 2838.31 | 2838.31 | 2865.3936 | 2865.3936 | 2865.3936 | 2865.3936 | 2865.3936 | 2865.3936 | 2865.3936 | 2865.3936 | 2865.3936
QLD | Q7 | Wide Bay | Solar | 506.43 | 506.43 | 704.83 | 1379.2406 | 1379.2406 | 1379.2406 | 1379.2406 | 1379.2406 | 1379.2406 | 1862.578 | 1995.9872 | 2064.3763 | 2064.3763 | 2118.8197 | 2118.8197 | 2118.8197 | 2190.6648 | 2190.6648 | 2190.6648 | 2190.6648 | 2190.6648 | 2190.6648 | 2254.3393 | 2113.2093 | 2113.2093
QLD | Q8 | Darling Downs | Solar | 1314.558 | 1804.158 | 4697.8067 | 4774.7176 | 4774.7176 | 4774.7176 | 4774.7176 | 4774.7176 | 4843.292 | 5436.3135 | 6678.0057 | 7019.7835 | 7019.7835 | 7219.697 | 7219.697 | 7219.697 | 7219.697 | 7672.967 | 7775.869 | 7743.765 | 7827.7844 | 7827.7844 | 7793.2844 | 7737.6444 | 7737.6444
QLD | Q9 | Banana | Solar | 0 | 0 | 0 | 0 | 0 | 0 | 0 | 0 | 0 | 0 | 0.00011406 | 4192.1445 | 4279.911 | 6100 | 6100 | 6100 | 7083.3613 | 7639.3296 | 7639.3296 | 7639.3296 | 15942.981 | 17619.277 | 18329.861 | 18329.861 | 18329.861
NSW | N1 | North West NSW | Solar | 166 | 166 | 166.0002 | 166.0002 | 166.0002 | 166.0002 | 166.0002 | 193.2509 | 197.6333 | 197.6333 | 197.6333 | 197.6333 | 243.4434 | 244.8601 | 246.8353 | 246.8353 | 250.5103 | 265.7471 | 265.7471 | 265.7471 | 261.8101 | 275.2 | 275.2 | 275.2 | 275.2
NSW | N2 | New England | Solar | 555 | 555 | 944.9084 | 6147.7246 | 6147.7246 | 6147.7246 | 6147.7246 | 6147.7246 | 6147.7246 | 6147.7246 | 6147.7246 | 6147.7246 | 6147.7246 | 6147.7246 | 7636.473 | 7636.473 | 9211.722 | 10534.254 | 10534.255 | 10534.254 | 10534.254 | 12443.019 | 12443.019 | 12443.019 | 12443.019
NSW | N3 | Central-West Orana | Solar | 902.095 | 1602.095 | 1602.0951 | 1602.0954 | 1602.0954 | 1602.0954 | 1602.0954 | 1602.0955 | 4105.3701 | 4105.3701 | 4841.4273 | 5036.9563 | 5643.27 | 6635.4646 | 6635.4646 | 6635.4646 | 6533.4396 | 8350.07 | 8350.07 | 8313.99 | 8313.99 | 8375.0076 | 8325.0076 | 8121.9676 | 8052.2176
NSW | N4 | Broken Hill | Solar | 53 | 53 | 320.862 | 320.862 | 320.862 | 320.862 | 320.862 | 320.862 | 522.6752 | 522.6752 | 522.6752 | 759.2241 | 759.2241 | 759.2241 | 760.9592 | 760.9592 | 760.9592 | 1274.2993 | 1274.2993 | 1274.2993 | 1274.2993 | 1971.2356 | 1971.2356 | 1971.2356 | 1971.2356
NSW | N5 | South West NSW | Solar | 1440.4 | 1550.4 | 1550.4 | 1550.4 | 1550.4 | 1550.4 | 1550.4 | 1550.4 | 1550.4 | 1550.4 | 1550.4001 | 2154.1012 | 2154.1012 | 2154.1012 | 2474.7532 | 2474.7532 | 2474.7532 | 2503.4127 | 2503.4127 | 2503.4127 | 3019.9431 | 3156.0059 | 3156.0059 | 2764.8459 | 2515.8659
NSW | N6 | Wagga Wagga | Solar | 663.028 | 663.028 | 1388.2648 | 1388.2648 | 1388.2648 | 1388.2648 | 1388.2648 | 1388.2648 | 1388.2648 | 1388.2648 | 1388.2648 | 2809.028 | 2809.028 | 2809.028 | 2809.028 | 2809.028 | 2809.028 | 2809.028 | 2809.028 | 2809.028 | 3347.953 | 3347.953 | 3347.953 | 3347.953 | 3154.925
NSW | N7 | Tumut | Solar | 0 | 0 | 0 | 0 | 0 | 0 | 0 | 0 | 0 | 0 | 0 | 0 | 0 | 0 | 0 | 0 | 0 | 0 | 0 | 0 | 0 | 0 | 0 | 0 | 0
NSW | N8 | Cooma-Monaro | Solar | 0 | 0 | 0 | 0 | 0 | 0 | 0 | 0 | 0 | 0 | 0 | 0 | 0 | 0 | 0 | 0 | 0 | 0 | 0 | 0 | 0 | 0 | 0 | 0 | 0
NSW | N9 | Hunter-Central Coast | Solar | 0 | 0 | 0 | 0 | 0 | 0 | 0 | 0 | 0 | 0 | 0 | 0 | 0 | 0 | 0 | 0 | 0 | 0 | 0 | 0 | 0 | 0 | 0 | 0 | 0
VIC | V1 | North West VIC | Solar | 647.99 | 679.093 | 679.093 | 909.9387 | 2282.6423 | 2282.6423 | 2282.6423 | 2282.6423 | 2559.9064 | 2559.9064 | 2559.9064 | 2964.1067 | 2964.1067 | 2964.1067 | 2964.1067 | 2964.1067 | 3047.235 | 3222.7185 | 3222.7185 | 3191.6155 | 3191.6155 | 3191.6155 | 3223.8 | 2826.35 | 2733.79
VIC | V2 | Central Highlands VIC | Solar | 0 | 125 | 254.6341 | 254.6341 | 254.6341 | 254.6341 | 254.6341 | 254.6341 | 254.6341 | 254.6341 | 254.6341 | 501.636 | 501.636 | 501.636 | 501.636 | 1601.3206 | 1601.3206 | 1980.6215 | 1980.6215 | 1980.6215 | 1980.6215 | 1980.6215 | 1980.6215 | 1980.6215 | 1980.6215
VIC | V3 | Wimmera Grampians | Solar | 0 | 0 | 0 | 0 | 0 | 0 | 0 | 0 | 0 | 0 | 0 | 0 | 0 | 0 | 0 | 0 | 0 | 0 | 0 | 0 | 0 | 0 | 0 | 0 | 0
VIC | V4 | Wimmera Southern Mallee | Solar | 0 | 0 | 0 | 0 | 0 | 0 | 0 | 0 | 0 | 0 | 0 | 0 | 0 | 0 | 0 | 0 | 0 | 0 | 0 | 0 | 0 | 0 | 0 | 0 | 0
VIC | V5 | South West VIC | Solar | 0 | 557.07 | 557.07 | 557.07 | 557.07 | 557.07 | 557.07 | 557.07 | 557.07 | 557.07 | 557.07 | 557.07 | 557.07 | 557.07 | 557.07 | 557.07 | 557.07 | 557.07 | 557.07 | 557.07 | 557.07 | 557.07 | 557.07 | 557.07 | 557.07
VIC | V6 | Gippsland Onshore | Solar | 0 | 0 | 0 | 0 | 0 | 0 | 0 | 0 | 0 | 0 | 0 | 0 | 0 | 0 | 0 | 0 | 0 | 0 | 0 | 0 | 0 | 0 | 0 | 0 | 0
VIC | V7 | Central North VIC | Solar | 528.48 | 1118.94 | 1118.94 | 1118.94 | 1118.94 | 1118.94 | 1118.94 | 1118.94 | 1118.9401 | 1118.9401 | 1118.9401 | 1486.8286 | 1486.8286 | 1486.8286 | 1486.8286 | 1486.8286 | 1486.8286 | 1872.118 | 1761.638 | 1761.638 | 1771.4851 | 1771.4851 | 1771.4851 | 1771.4851 | 1771.4851
SA | S1 | South East SA | Solar | 138.54 | 138.54 | 138.54 | 138.54 | 138.54 | 138.54 | 138.54 | 138.54 | 138.54 | 138.54 | 138.54 | 138.54 | 138.54 | 138.54 | 138.54 | 108 | 108 | 108.0001 | 108.0001 | 108.0001 | 108.0002 | 108.0002 | 108.0003 | 0.00026046 | 0.0002605
SA | S2 | Riverland | Solar | 25.26 | 25.26 | 25.26 | 25.26 | 25.26 | 19.14 | 19.14 | 19.14 | 404.2059 | 404.2059 | 404.2059 | 2293.8956 | 2293.8956 | 2293.8956 | 2293.8956 | 2318.9762 | 2318.9762 | 2623.5817 | 2623.5817 | 2616.2017 | 2659.5115 | 2659.5115 | 2659.5115 | 2659.5115 | 2659.5115
SA | S3 | Mid-North SA | Solar | 0 | 0 | 0 | 0 | 0 | 0 | 0.00019007 | 0.00019032 | 1300 | 1300 | 1300 | 1300 | 1300 | 1300 | 1300 | 1300 | 1300 | 1967.5502 | 1967.5502 | 1967.5502 | 2027.1373 | 2027.1373 | 2027.1373 | 2027.1373 | 2027.1373
SA | S4 | Yorke Peninsula | Solar | 0 | 0 | 0 | 0 | 0 | 0 | 0 | 0 | 0 | 0 | 0 | 0 | 0 | 0 | 0 | 0 | 0 | 0 | 0 | 0 | 0 | 0 | 0 | 0 | 0
SA | S5 | Northern SA | Solar | 349.2 | 349.2 | 1059.2358 | 1059.2358 | 1059.2358 | 1059.2358 | 1059.2358 | 1059.2358 | 1240.3683 | 1240.3683 | 1240.3683 | 1581.5588 | 1581.5588 | 1581.5588 | 1581.5588 | 2113.3935 | 2113.3935 | 3249.2 | 2979.2 | 2979.2 | 2979.2 | 2900 | 2900 | 2900 | 2900
SA | S6 | Leigh Creek | Solar | 0 | 0 | 0 | 0 | 0 | 0 | 0 | 0 | 0 | 0 | 0 | 0 | 0 | 0 | 0 | 0 | 0 | 0 | 0 | 0 | 0 | 0 | 0 | 0 | 0
SA | S7 | Roxby Downs | Solar | 0 | 0 | 583.6537 | 583.6537 | 583.6537 | 583.6537 | 583.6537 | 583.6537 | 624.2869 | 624.2869 | 624.2869 | 693.1127 | 693.1127 | 693.1127 | 693.1127 | 693.1127 | 693.1127 | 729.8484 | 729.8484 | 729.8484 | 729.8484 | 736.7631 | 738.7347 | 738.7347 | 738.7347
SA | S8 | Eastern Eyre Peninsula | Solar | 0 | 0 | 0 | 0 | 0 | 0 | 0 | 0 | 0 | 0 | 0 | 0 | 0 | 0 | 0 | 0 | 0 | 0.00013153 | 0.00013155 | 0.00013158 | 0.00013174 | 0.00013183 | 0.00013193 | 0.00013197 | 0.00013201
SA | S9 | Western Eyre Peninsula | Solar | 0 | 0 | 0 | 0 | 0 | 0 | 0 | 0 | 0 | 0 | 0 | 0 | 0 | 0 | 0 | 0 | 0 | 0.00010428 | 0.0001043 | 0.00010433 | 0.00011387 | 0.0001141 | 0.00011427 | 0.00011431 | 0.00011435
TAS | T1 | North East Tasmania | Solar | 0 | 0 | 0 | 0 | 0 | 0 | 0 | 0 | 0 | 0 | 0 | 0 | 0 | 0 | 0 | 0 | 0 | 0 | 0 | 0 | 0 | 0 | 0 | 0 | 0
TAS | T2 | North West Tasmania | Solar | 0 | 0 | 0 | 23.1485 | 23.1485 | 23.1485 | 23.1485 | 23.1485 | 23.1485 | 150 | 150 | 150 | 150 | 150 | 150 | 150 | 150 | 150 | 150 | 150 | 150 | 150 | 150 | 150 | 150
TAS | T3 | Central Highlands | Solar | 0 | 125 | 615.4341 | 615.4341 | 615.4341 | 615.4341 | 615.4341 | 615.4341 | 615.4341 | 615.4341 | 615.4341 | 862.436 | 862.436 | 862.436 | 862.436 | 1962.1206 | 1962.1206 | 2341.4215 | 2341.4215 | 2341.4215 | 2341.4215 | 2341.4215 | 2341.4215 | 2341.4215 | 2341.4215
Region | REZ | REZ Name | Technology | 2026-27 | 2027-28 | 2028-29 | 2029-30 | 2030-31 | 2031-32 | 2032-33 | 2033-34 | 2034-35 | 2035-36 | 2036-37 | 2037-38 | 2038-39 | 2039-40 | 2040-41 | 2041-42 | 2042-43 | 2043-44 | 2044-45 | 2045-46 | 2046-47 | 2047-48 | 2048-49 | 2049-50 | 2050-51
QLD | Q1 | Far North QLD | Wind | 330.318 | 900.318 | 1541.5241 | 1541.5241 | 1573.5303 | 1573.5303 | 1573.5303 | 1573.5303 | 1627.1958 | 1627.1958 | 1627.1958 | 1688.0292 | 1688.0292 | 1688.0292 | 1688.0292 | 1688.0292 | 1688.0292 | 1657.139 | 1657.139 | 1657.139 | 1657.139 | 1657.139 | 1557.2582 | 1557.2582 | 1557.2582
QLD | Q2 | North Qld Clean Energy Hub | Wind | 43.2 | 43.2 | 766.5867 | 766.5867 | 814.8026 | 1176.4286 | 1283.541 | 1729.6672 | 1821.8047 | 1821.8047 | 1821.8047 | 1869.7173 | 1869.7173 | 1875.8312 | 1875.8312 | 1875.8312 | 1945.7189 | 1988.2208 | 1988.2208 | 1988.2208 | 1988.2208 | 1988.2208 | 1988.2208 | 1988.2208 | 1988.2208
QLD | Q3 | Northern Qld | Wind | 0 | 0 | 0 | 0 | 0 | 0 | 0 | 0 | 0 | 0 | 0 | 0 | 0 | 0 | 0 | 0 | 0 | 0 | 0 | 0 | 0 | 0 | 0 | 0 | 0
QLD | Q4 | Isaac | Wind | 0 | 0 | 285.2 | 285.2 | 285.2 | 285.2 | 285.2 | 285.2 | 285.2 | 285.2 | 285.2 | 285.2 | 285.2 | 285.2008 | 285.2008 | 285.2008 | 285.2008 | 285.2008 | 285.2008 | 285.2008 | 285.2027 | 455.019 | 623.7819 | 623.7819 | 623.7819
QLD | Q5 | Barcaldine | Wind | 0 | 958.1027 | 1000 | 1000 | 1000 | 1000 | 1000 | 1000.0006 | 1569.2834 | 1569.2834 | 1569.2834 | 1671.0165 | 1671.0165 | 1671.0165 | 1671.0165 | 1671.0165 | 1737.1936 | 1757.7864 | 1757.7864 | 1757.7864 | 1757.7864 | 1757.7864 | 1757.7864 | 1757.7864 | 1757.7864
QLD | Q6 | Fitzroy | Wind | 0 | 0 | 221.01 | 581.01 | 581.01 | 581.01 | 1121.01 | 1121.01 | 1121.01 | 1121.01 | 1121.01 | 1121.0101 | 1135.1278 | 1135.1278 | 1135.1278 | 1565.9837 | 1565.9837 | 1734.2638 | 2114.1369 | 2114.1369 | 2225.3767 | 2345.9927 | 2345.9927 | 2345.9927 | 2345.9927
QLD | Q7 | Wide Bay | Wind | 0 | 0 | 0 | 0 | 0 | 0 | 0 | 0 | 0 | 0 | 0 | 0 | 0 | 0 | 0 | 0 | 0 | 0 | 0 | 0 | 300.0002 | 300.0002 | 300.0002 | 300.0002 | 300.0002
QLD | Q8 | Darling Downs | Wind | 1548.89 | 2948.89 | 2948.8901 | 2948.8901 | 2948.8901 | 2948.8901 | 3099.5848 | 5089.4037 | 5089.4037 | 5089.4037 | 5089.4037 | 5611.5672 | 5611.5672 | 5611.5672 | 5611.5672 | 6460.1026 | 7148.89 | 7148.89 | 6696 | 6696 | 6696 | 6696 | 6696 | 6696 | 6696
QLD | Q9 | Banana | Wind | 0 | 0 | 0 | 0 | 0 | 0 | 0 | 0 | 0 | 0 | 0 | 0 | 0 | 0 | 0 | 0 | 0 | 0 | 0 | 0 | 0.00010058 | 0.00037538 | 408.227 | 408.227 | 408.227
NSW | N1 | North West NSW | Wind | 0 | 0 | 0 | 0 | 0 | 0 | 0 | 0 | 0 | 0 | 0 | 0 | 0 | 0 | 0 | 0 | 0 | 0 | 0 | 0 | 0 | 0 | 0 | 0 | 0
NSW | N2 | New England | Wind | 442.48 | 652.48 | 2549.0573 | 2549.0573 | 2549.0573 | 2549.0573 | 2549.0573 | 2549.0573 | 2549.0573 | 2549.0573 | 2549.0573 | 2549.0573 | 2376.5773 | 2376.5773 | 2376.5773 | 4118.4662 | 4118.4662 | 3848.4662 | 3848.4662 | 3848.4662 | 5658.206 | 5658.206 | 5658.206 | 5658.206 | 5658.206
NSW | N3 | Central-West Orana | Wind | 113.19 | 1115.19 | 1915.19 | 1915.19 | 2834.19 | 2834.19 | 3893.3815 | 3893.3815 | 3893.3815 | 3893.3815 | 3893.3815 | 4120.492 | 4120.492 | 4120.492 | 4120.492 | 6184.19 | 6605.0743 | 6605.0743 | 6605.0743 | 6605.0743 | 6605.0743 | 6605.0743 | 6605.0743 | 6491.8843 | 6491.8843
NSW | N4 | Broken Hill | Wind | 198.94 | 987.4105 | 997.7626 | 997.7626 | 997.7626 | 997.7626 | 997.7626 | 997.7626 | 997.7626 | 997.7626 | 997.7626 | 1112.1608 | 1112.1608 | 1112.1608 | 1112.1608 | 1112.1608 | 1391.4692 | 1300 | 1300.0002 | 1300.0002 | 1345.2124 | 2091.8722 | 2091.8722 | 2091.8722 | 2091.8722
NSW | N5 | South West NSW | Wind | 0 | 0.00015858 | 0.0001586 | 0.00015861 | 0.00015861 | 100.8002 | 100.8002 | 776.0482 | 776.0482 | 776.0482 | 1876.0482 | 2092.1385 | 2261.1237 | 2389.4316 | 2389.4316 | 2389.4316 | 2420.2229 | 2420.2229 | 2433.2165 | 2433.2165 | 2433.2165 | 2568.9765 | 2568.9765 | 2568.9765 | 2568.9765
NSW | N6 | Wagga Wagga | Wind | 0 | 0 | 0 | 0 | 0 | 0 | 0 | 0 | 0 | 0 | 0 | 0 | 0.0013349 | 300 | 300 | 300 | 300.0054 | 300.0054 | 300.0054 | 300.0054 | 300.0054 | 300.0054 | 300.0054 | 300.0054 | 300.0054
NSW | N7 | Tumut | Wind | 0 | 0 | 0 | 0 | 0 | 0 | 0 | 0 | 0 | 0 | 0 | 0 | 0 | 0 | 0 | 0 | 0 | 0 | 0 | 0 | 0 | 0 | 0 | 0 | 0
NSW | N8 | Cooma-Monaro | Wind | 113 | 113 | 113 | 113 | 113 | 113 | 113 | 213 | 213 | 213 | 213 | 213 | 371.9895 | 394.3187 | 300 | 300 | 300 | 300 | 300 | 300 | 300 | 370.8875 | 370.8875 | 370.8875 | 370.8875
NSW | N9 | Hunter-Central Coast | Wind | 0 | 0 | 456.6582 | 456.6582 | 456.6582 | 456.6582 | 574.368 | 1070.7108 | 1070.7108 | 1070.7108 | 1070.7108 | 1527.8703 | 1527.8703 | 1527.8703 | 1527.8703 | 1662.3582 | 1662.3582 | 1662.3582 | 1662.3582 | 1662.3582 | 2007.205 | 2007.205 | 2007.205 | 2007.205 | 2007.205
VIC | V1 | North West VIC | Wind | 0 | 286.3221 | 286.3221 | 286.3221 | 377.0003 | 377.0003 | 1298.8869 | 1298.8869 | 1298.8869 | 1298.8869 | 1298.8869 | 1298.8869 | 1298.8869 | 1298.8869 | 1298.8869 | 1508 | 1508 | 1508 | 1754.8112 | 1754.8112 | 2207.3156 | 2351.5278 | 2351.5278 | 2351.5278 | 2351.5278
VIC | V2 | Central Highlands VIC | Wind | 699.9 | 1018.9 | 1640.3072 | 1640.3072 | 1640.3072 | 1640.3072 | 1640.3072 | 1693.2082 | 1694.8452 | 1694.8452 | 1694.8452 | 1974.9 | 1974.9 | 1974.9 | 1974.9 | 1974.9 | 2144.5785 | 2291.2485 | 2039.2809 | 2039.2809 | 2133.9233 | 2300.1488 | 2300.1488 | 2072.1488 | 2072.1488
VIC | V3 | Wimmera Grampians | Wind | 768.85 | 768.85 | 768.85 | 768.85 | 716.35 | 716.35 | 716.35 | 716.35 | 524.35 | 524.35 | 524.35 | 524.3511 | 749.354 | 880.3725 | 880.3725 | 880.3725 | 880.3725 | 880.3725 | 800.4225 | 800.4225 | 800.4225 | 1188.4 | 1188.4 | 984 | 984
VIC | V4 | Wimmera Southern Mallee | Wind | 465.75 | 465.7501 | 1088.3743 | 1088.3743 | 1088.3743 | 1088.3743 | 1088.3743 | 2254.8538 | 2254.8538 | 2254.8538 | 2254.8538 | 2604.75 | 2604.75 | 2604.75 | 2604.75 | 2604.75 | 3081.4183 | 3081.4183 | 3081.4183 | 3081.4183 | 3432.7974 | 3514.205 | 3514.205 | 3288.505 | 3288.505
VIC | V5 | South West VIC | Wind | 2082.66 | 2141.3652 | 4214.66 | 4214.66 | 4214.66 | 4214.66 | 4214.66 | 4421.5128 | 4421.5128 | 4421.5128 | 4421.5128 | 4354.3128 | 3934.3128 | 3934.3128 | 3752.6128 | 3752.6128 | 3948.67 | 3971.319 | 3971.319 | 3107.759 | 3448.2304 | 4058.6735 | 4058.6735 | 4058.6735 | 4058.6735
VIC | V6 | Gippsland Onshore | Wind | 0 | 0 | 0 | 0 | 0 | 0 | 0 | 0 | 0 | 0 | 0 | 0 | 0 | 0 | 0 | 0 | 0 | 0 | 0 | 0 | 0 | 0 | 0 | 0 | 0
VIC | V7 | Central North VIC | Wind | 0 | 0 | 0 | 0 | 0 | 0 | 0.00023005 | 0.00023006 | 0.00023006 | 0.00023006 | 0.00023006 | 0.00023007 | 0.00023008 | 0.0002301 | 0.00023012 | 544 | 544 | 544 | 544 | 544 | 544 | 576.5629 | 576.5629 | 576.5629 | 576.5629
SA | S1 | South East SA | Wind | 324.5 | 324.5 | 324.5 | 324.5 | 440.0346 | 440.0346 | 440.0346 | 552.7283 | 604.2326 | 477.7326 | 477.7326 | 570.3619 | 482.9235 | 530.5196 | 491.5196 | 499.6747 | 516.257 | 516.7731 | 516.7731 | 516.7731 | 520.1056 | 565.868 | 565.8684 | 565.8684 | 565.8684
SA | S2 | Riverland | Wind | 0 | 0 | 0 | 0 | 0 | 0 | 0 | 0 | 0 | 0 | 0 | 0 | 0 | 0 | 0 | 0 | 0 | 0 | 0 | 0 | 296.3622 | 400.0016 | 400.0016 | 400.0016 | 400.0016
SA | S3 | Mid-North SA | Wind | 1343.06 | 1854.8555 | 1854.8555 | 2154.8555 | 2719.1715 | 2797.1127 | 2797.1127 | 2744.36 | 2744.36 | 2672.96 | 2488.16 | 2727.097 | 2727.097 | 3094.199 | 3094.199 | 3094.199 | 3581.9027 | 3368.0427 | 3925.7813 | 3925.7813 | 3925.7813 | 4083.6623 | 4083.6623 | 4083.6623 | 4083.6623
SA | S4 | Yorke Peninsula | Wind | 90.75 | 90.7501 | 90.7501 | 90.7501 | 90.7501 | 0.00013184 | 105.3501 | 105.3557 | 105.3557 | 105.3557 | 105.3557 | 108.0824 | 108.0824 | 108.0824 | 108.0824 | 108.0824 | 108.0824 | 108.0824 | 108.0824 | 108.0824 | 116.5892 | 464.0118 | 476.8316 | 476.8316 | 476.8316
SA | S5 | Northern SA | Wind | 422.4 | 422.4 | 422.4 | 422.4 | 422.4 | 422.4 | 422.4 | 422.4 | 422.4 | 422.4 | 422.4 | 422.4002 | 422.4002 | 422.4002 | 422.4002 | 422.4002 | 422.4002 | 422.4002 | 422.4002 | 210.0002 | 689.2899 | 901.4327 | 901.4327 | 901.4327 | 901.4327
SA | S6 | Leigh Creek | Wind | 0 | 0 | 0 | 0 | 0 | 0 | 0 | 0 | 0 | 0 | 0 | 0 | 0 | 0 | 0 | 0 | 0 | 0 | 0 | 0 | 0 | 0 | 0 | 0 | 0
SA | S7 | Roxby Downs | Wind | 0 | 0 | 0 | 0 | 0 | 0 | 0 | 0 | 0 | 0 | 0 | 0 | 0 | 0 | 0 | 0 | 0 | 0 | 0 | 0 | 0 | 0 | 0 | 0 | 0
SA | S8 | Eastern Eyre Peninsula | Wind | 136 | 136 | 169.9504 | 169.9504 | 103.9504 | 103.9506 | 203.7795 | 203.7795 | 203.7795 | 133.7795 | 133.7795 | 202.4653 | 202.4653 | 202.4653 | 202.4653 | 202.4653 | 202.4653 | 202.4653 | 202.4653 | 202.4653 | 321.0826 | 321.0826 | 321.0826 | 321.0826 | 321.0826
SA | S9 | Western Eyre Peninsula | Wind | 0 | 0 | 0 | 0 | 0 | 0 | 0 | 0 | 0 | 0 | 0 | 0 | 0 | 0 | 0 | 0 | 0 | 0 | 0 | 0 | 0 | 0 | 0 | 0 | 0
TAS | T1 | North East Tasmania | Wind | 168 | 168 | 168 | 208.7672 | 208.7673 | 208.7673 | 336.2357 | 344.6238 | 344.6238 | 427.6861 | 448.5253 | 448.5253 | 502.9607 | 568.0002 | 568.0002 | 568.0002 | 568.0002 | 568.0002 | 568.0002 | 568.0002 | 568.0002 | 568.0002 | 568.0002 | 568.0002 | 400.0002
TAS | T2 | North West Tasmania | Wind | 251.35 | 251.35 | 251.35 | 487.4341 | 607.1195 | 726.8049 | 739.2239 | 851.8505 | 971.5358 | 971.5358 | 971.5358 | 971.5358 | 971.5358 | 971.5358 | 971.5358 | 971.5358 | 971.5358 | 971.5358 | 971.5358 | 971.5358 | 971.5358 | 971.5358 | 971.5358 | 971.5358 | 831.7858
TAS | T3 | Central Highlands | Wind | 843.9 | 1749.9907 | 2664.9432 | 2684.3072 | 2684.3072 | 2684.3072 | 2684.3072 | 2737.2082 | 2738.8453 | 2738.8464 | 2850.2195 | 3260.7674 | 3341.3159 | 3412.1351 | 3412.1351 | 3412.1351 | 3581.8136 | 3728.4836 | 3332.516 | 3332.516 | 3427.1584 | 3593.3839 | 3593.3839 | 3365.3839 | 3365.3839
Region | REZ | REZ Name | Technology | 2026-27 | 2027-28 | 2028-29 | 2029-30 | 2030-31 | 2031-32 | 2032-33 | 2033-34 | 2034-35 | 2035-36 | 2036-37 | 2037-38 | 2038-39 | 2039-40 | 2040-41 | 2041-42 | 2042-43 | 2043-44 | 2044-45 | 2045-46 | 2046-47 | 2047-48 | 2048-49 | 2049-50 | 2050-51
NSW | O1 | Hunter Coast | Offshore Wind | 0 | 0 | 0 | 0 | 0 | 0 | 0 | 0 | 0 | 0 | 0 | 0 | 0 | 0 | 0 | 0 | 0 | 0 | 0 | 0 | 0 | 0 | 0 | 0 | 0
NSW | O2 | Illawarra Coast | Offshore Wind | 0 | 0 | 0 | 0 | 0 | 0 | 0 | 0 | 0 | 0 | 0 | 0 | 0 | 0 | 0 | 0 | 0 | 0 | 0 | 0 | 0 | 0 | 0 | 0 | 0
VIC | O3 | Gippsland Coast | Offshore Wind | 0 | 0 | 0 | 220 | 720 | 1391.0889 | 1887 | 2553 | 3220 | 4220 | 4266.598 | 4266.598 | 4266.598 | 4572.957 | 4572.957 | 4572.957 | 4572.957 | 4572.957 | 4572.957 | 4572.957 | 4572.957 | 4572.957 | 4572.957 | 4572.957 | 4572.957
TAS | O4 | North West Tasmania Coast | Offshore Wind | 0 | 0 | 0 | 0 | 0 | 0 | 0 | 0 | 0 | 0 | 0 | 0 | 0 | 0 | 0 | 0 | 0 | 0 | 0 | 0 | 0 | 0 | 0 | 0 | 0
VIC | O5 | Southern Ocean | Offshore Wind | 0 | 0 | 500 | 780 | 780 | 780 | 780 | 780 | 780 | 780 | 1733.4019 | 2733.402 | 3733.4019 | 4427.043 | 4427.043 | 4427.043 | 4427.043 | 4427.043 | 4427.043 | 4427.043 | 4427.043 | 4427.043 | 4427.043 | 4427.043 | 4427.043
SA | O6 | South East SA Coast | Offshore Wind | 0 | 0 | 0 | 0 | 0 | 0 | 0 | 0 | 0 | 0 | 0 | 0 | 0 | 0 | 0 | 0 | 0 | 0 | 0 | 0 | 0 | 0 | 0 | 0 | 0

## BaseCase_REZ Generation
Annual sent-out generation by REZ (GWh) - BaseCase, Accelerated Transition Scenario
The REZ generation includes generation from the existing, committed and anticipated renewables mapped to the relevant REZs. Does not include generation from renewables not in a REZ.
Non-scheduled generation including Distributed PV is not shown.
Region | REZ | REZ Name | Technology | 2026-27 | 2027-28 | 2028-29 | 2029-30 | 2030-31 | 2031-32 | 2032-33 | 2033-34 | 2034-35 | 2035-36 | 2036-37 | 2037-38 | 2038-39 | 2039-40 | 2040-41 | 2041-42 | 2042-43 | 2043-44 | 2044-45 | 2045-46 | 2046-47 | 2047-48 | 2048-49 | 2049-50 | 2050-51
QLD | Q1 | Far North QLD | Solar | 0 | 3.4685e-06 | 123.7302 | 139.7627 | 127.9617 | 118.7533 | 129.9143 | 117.995 | 119.2215 | 124.4816 | 123.1263 | 501.0529 | 488.9956 | 440.6546 | 427.7006 | 443.498 | 459.3858 | 439.0967 | 438.4758 | 426.2797 | 1474.6962 | 1405.0986 | 1365.9635 | 1314.4396 | 1438.9661
QLD | Q2 | North Qld Clean Energy Hub | Solar | 221.0039 | 189.4048 | 220.1856 | 233.1926 | 239.5698 | 242.5718 | 248.455 | 239.9744 | 236.1674 | 245.52 | 247.2728 | 92.575 | 96.108 | 100.0703 | 101.8912 | 102.2944 | 98.999 | 97.6216 | 101.2059 | 103.9902 | 50.4965 | 52.5715 | 0.00037757 | 0.00038536 | 0.0003824
QLD | Q3 | Northern Qld | Solar | 1175.1682 | 1589.6608 | 2118.0775 | 2381.7649 | 2503.7859 | 2471.6999 | 2589.0005 | 2473.9582 | 2364.446 | 2431.0212 | 2353.042 | 2654.6883 | 2909.4489 | 2991.8459 | 2951.4722 | 3078.6673 | 2849.7206 | 2365.0756 | 2385.4009 | 2296.5968 | 2599.6486 | 2491.1608 | 2556.2806 | 2522.4104 | 2341.0855
QLD | Q4 | Isaac | Solar | 1624.5469 | 1458.4293 | 1531.003 | 1717.3961 | 1763.797 | 1790.2827 | 1843.0885 | 1767.1163 | 1700.8223 | 1820.1179 | 1787.5281 | 1537.3696 | 1716.7952 | 1768.7576 | 1792.1769 | 1846.4015 | 1770.1121 | 1706.9177 | 1697.3849 | 1670.8089 | 1438.2719 | 1608.9105 | 433.549 | 59.4963 | 0.0024024
QLD | Q5 | Barcaldine | Solar | 33.5903 | 31.62 | 37.5288 | 39.416 | 316.3878 | 309.94 | 321.8991 | 303.0346 | 307.7908 | 884.2429 | 926.7091 | 1548.5923 | 1431.8507 | 1405.0658 | 1436.4036 | 1424.6301 | 1666.952 | 1561.9989 | 1654.3907 | 1652.5941 | 1704.498 | 1566.9436 | 1956.0942 | 1985.7094 | 2086.7825
QLD | Q6 | Fitzroy | Solar | 218.5324 | 201.4852 | 208.3957 | 1465.5232 | 1355.5313 | 1377.983 | 1398.4412 | 2659.8321 | 4137.2068 | 4997.1932 | 5008.811 | 5014.6833 | 5024.3985 | 4353.1062 | 4642.2292 | 4466.9262 | 4823.1398 | 4695.3131 | 4487.3708 | 4433.5508 | 4376.7788 | 4366.5858 | 4055.8663 | 4325.38 | 4475.5692
QLD | Q7 | Wide Bay | Solar | 934.042 | 1074.7448 | 1391.2445 | 2800.3205 | 2740.4525 | 2841.6786 | 2820.3387 | 2739.6096 | 2774.6637 | 3690.8359 | 3848.838 | 3493.8088 | 3590.5991 | 3425.0462 | 3619.3986 | 3498.6973 | 3732.824 | 3693.1482 | 3661.8037 | 3645.2254 | 3341.2532 | 3457.5621 | 3436.6156 | 3340.1575 | 3321.8436
QLD | Q8 | Darling Downs | Solar | 2869.4539 | 4048.4124 | 9187.3362 | 10372.2871 | 10084.8771 | 10306.6731 | 10200.2938 | 9717.5332 | 10172.1638 | 11804.1329 | 14098.7417 | 13547.1193 | 13339.9485 | 12642.6125 | 13313.4982 | 12639.2981 | 13219.724 | 13824.5314 | 13723.7473 | 13660.2978 | 12707.8548 | 12217.6667 | 11603.8195 | 12057.1677 | 12312.2404
QLD | Q9 | Banana | Solar | 0 | 3.3845e-06 | 8.1532e-05 | 0.00010695 | 9.9851e-05 | 0.00010305 | 9.9108e-05 | 9.5384e-05 | 9.4369e-05 | 9.0182e-05 | 0.00018615 | 8144.708 | 7855.156 | 9623.631 | 10313.507 | 9931.089 | 12301.423 | 12990.775 | 12815.419 | 12781.56 | 27205.4 | 28392.578 | 26530.246 | 28673.184 | 30811.758
NSW | N1 | North West NSW | Solar | 436.2606 | 356.2215 | 383.6922 | 409.6966 | 437.9783 | 447.2418 | 439.0773 | 479.5794 | 465.5241 | 506.7644 | 509.162 | 439.0961 | 504.4794 | 535.6104 | 551.7304 | 538.6174 | 537.9157 | 529.6999 | 560.0522 | 564.6681 | 446.6604 | 456.4597 | 471.8625 | 482.4596 | 484.3218
NSW | N2 | New England | Solar | 1173.2281 | 1116.4745 | 1663.8105 | 8862.3587 | 9003.4919 | 8930.6957 | 10916.6631 | 11258.5466 | 10796.0988 | 12007.0262 | 11606.6495 | 9689.9432 | 9748.8546 | 9982.7898 | 13317.0606 | 12730.8233 | 15454.5559 | 16720.0675 | 17963.5738 | 18632.9933 | 16598.4894 | 17672.4433 | 17769.9972 | 17652.2632 | 19713.3084
NSW | N3 | Central-West Orana | Solar | 2032.8496 | 3047.7716 | 3549.6112 | 3669.4449 | 3927.147 | 3987.7559 | 3971.008 | 3827.4482 | 8194.0497 | 8812.5478 | 10134.0397 | 9275.9721 | 9994.7876 | 11751.1372 | 12005.8103 | 12535.0514 | 11788.0816 | 14428.933 | 15050.5448 | 15817.4548 | 14692.3481 | 13415.4049 | 13643.864 | 12712.5984 | 14389.4577
NSW | N4 | Broken Hill | Solar | 95.4731 | 104.7969 | 624.2525 | 669.5107 | 653.7882 | 645.4175 | 672.1784 | 652.2847 | 1066.5316 | 1106.8946 | 1126.1226 | 1440.3892 | 1419.7194 | 1350.9538 | 1414.2393 | 1436.1785 | 1375.8445 | 2258.3076 | 2232.0505 | 2435.8252 | 2306.9932 | 3210.5833 | 2972.9878 | 3005.816 | 3471.292
NSW | N5 | South West NSW | Solar | 2560.5022 | 3305.1914 | 3547.0345 | 3718.8352 | 3805.4532 | 3765.6711 | 3900.8427 | 3733.3931 | 3563.4442 | 3837.1415 | 3831.7525 | 4656.6149 | 4751.6595 | 4810.0004 | 5289.0838 | 5494.5693 | 5234.4976 | 4991.2893 | 5206.2441 | 5330.0193 | 5817.5755 | 5761.2333 | 5651.3055 | 4641.1467 | 4599.6697
NSW | N6 | Wagga Wagga | Solar | 1369.6166 | 1354.8546 | 2554.9393 | 2758.0094 | 2821.5848 | 2685.8489 | 2859.8294 | 2798.1017 | 2698.6742 | 2863.6312 | 2831.3132 | 4742.7655 | 4756.8607 | 4665.775 | 4620.6501 | 4853.2425 | 4683.7827 | 4521.5882 | 4632.5128 | 4835.2807 | 5312.3287 | 5025.0483 | 4883.3921 | 4655.0017 | 4982.5762
NSW | N7 | Tumut | Solar | 0 | 0 | 0 | 0 | 0 | 0 | 0 | 0 | 0 | 0 | 0 | 0 | 0 | 0 | 0 | 0 | 0 | 0 | 0 | 0 | 0 | 0 | 0 | 0 | 0
NSW | N8 | Cooma-Monaro | Solar | 0 | 0 | 0 | 0 | 0 | 0 | 0 | 0 | 0 | 0 | 0 | 0 | 0 | 0 | 0 | 0 | 0 | 0 | 0 | 0 | 0 | 0 | 0 | 0 | 0
NSW | N9 | Hunter-Central Coast | Solar | 0 | 0 | 0 | 0 | 0 | 0 | 0 | 0 | 0 | 0 | 0 | 0 | 0 | 0 | 0 | 0 | 0 | 0 | 0 | 0 | 0 | 0 | 0 | 0 | 0
VIC | V1 | North West VIC | Solar | 1247.0311 | 1228.9423 | 1299.1978 | 1517.3758 | 4243.5496 | 4210.5817 | 4539.5643 | 4558.591 | 5104.476 | 5368.8958 | 5496.434 | 5518.3425 | 5793.535 | 5765.762 | 5697.3254 | 5792.3105 | 5781.9623 | 5981.346 | 6167.0463 | 6209.9963 | 5745.9645 | 5804.4256 | 5630.8467 | 5072.1453 | 5101.2295
VIC | V2 | Central Highlands VIC | Solar | 0 | 213.7297 | 414.83 | 430.0365 | 424.4781 | 418.8115 | 449.8024 | 456.2804 | 469.4366 | 497.2998 | 500.7291 | 858.8839 | 903.1619 | 899.2696 | 901.5673 | 2576.5776 | 2697.5682 | 3164.5519 | 3548.6932 | 3576.7399 | 3151.8365 | 3130.7469 | 3023.6115 | 3057.77 | 3190.9126
VIC | V3 | Wimmera Grampians | Solar | 0 | 0 | 0 | 0 | 0 | 0 | 0 | 0 | 0 | 0 | 0 | 0 | 0 | 0 | 0 | 0 | 0 | 0 | 0 | 0 | 0 | 0 | 0 | 0 | 0
VIC | V4 | Wimmera Southern Mallee | Solar | 0 | 0 | 0 | 0 | 0 | 0 | 0 | 0 | 0 | 0 | 0 | 0 | 0 | 0 | 0 | 0 | 0 | 0 | 0 | 0 | 0 | 0 | 0 | 0 | 0
VIC | V5 | South West VIC | Solar | 690.2965 | 1842.0757 | 1718.59 | 1851.6161 | 1787.4558 | 2000.0508 | 1737.5574 | 1775.4097 | 1830.9324 | 1918.2878 | 1947.076 | 1735.018 | 1868.2836 | 1802.4352 | 2013.9474 | 1745.2377 | 1774.9994 | 1841.4498 | 1915.0265 | 1947.0723 | 1735.0143 | 1878.1052 | 1797.3844 | 2013.9423 | 1745.2329
VIC | V6 | Gippsland Onshore | Solar | 0 | 0 | 0 | 0 | 0 | 0 | 0 | 0 | 0 | 0 | 0 | 0 | 0 | 0 | 0 | 0 | 0 | 0 | 0 | 0 | 0 | 0 | 0 | 0 | 0
VIC | V7 | Central North VIC | Solar | 976.603 | 1854.3586 | 2065.6498 | 2144.4952 | 2197.5438 | 2144.9091 | 2295.6663 | 2250.6591 | 2124.706 | 2200.3921 | 2221.1002 | 2499.6586 | 2575.442 | 2612.1239 | 2528.2537 | 2681.9108 | 2590.4539 | 2782.7976 | 2753.7836 | 2745.0671 | 2692.3431 | 2746.5226 | 2782.7105 | 2685.9364 | 2840.1954
SA | S1 | South East SA | Solar | 285.9311 | 290.3906 | 311.0257 | 338.3544 | 347.7031 | 339.5657 | 353.6128 | 350.9342 | 335.1149 | 346.8504 | 357.8036 | 325.6213 | 350.3363 | 356.5048 | 348.7543 | 293.4062 | 286.1338 | 271.2706 | 279.3917 | 288.9686 | 266.4073 | 285.9943 | 288.9744 | 36.4462 | 38.0515
SA | S2 | Riverland | Solar | 44.0499 | 45.1262 | 44.8484 | 49.779 | 53.8859 | 38.6989 | 40.0231 | 41.4889 | 664.942 | 681.8041 | 735.6096 | 3438.0805 | 3364.6398 | 3171.5529 | 3493.1511 | 3269.7426 | 3394.9079 | 3561.8386 | 3631.4777 | 4057.508 | 3863.679 | 3689.8853 | 3770.402 | 4077.9814 | 4036.636
SA | S3 | Mid-North SA | Solar | 0 | 9.258e-06 | 0.00010772 | 0.00011028 | 0.00011058 | 0.00010739 | 0.00028689 | 0.00027837 | 1966.8973 | 2048.2932 | 2206.7847 | 2005.9047 | 1992.6576 | 1854.6107 | 1992.0642 | 1864.4899 | 1969.327 | 2768.4233 | 2850.5854 | 3260.5442 | 3198.6191 | 3100.8713 | 3156.6794 | 3406.6672 | 3403.3076
SA | S4 | Yorke Peninsula | Solar | 0 | 0 | 0 | 0 | 0 | 0 | 0 | 0 | 0 | 0 | 0 | 0 | 0 | 0 | 0 | 0 | 0 | 0 | 0 | 0 | 0 | 0 | 0 | 0 | 0
SA | S5 | Northern SA | Solar | 821.3377 | 747.4639 | 1813.985 | 1874.8105 | 2025.6981 | 2027.9961 | 2077.7158 | 2019.6423 | 2269.7935 | 2297.9743 | 2409.6529 | 2705.9008 | 2677.5135 | 2599.3175 | 2707.983 | 3378.5621 | 3402.5327 | 4849.6483 | 4213.6514 | 4711.3484 | 4720.1832 | 4264.6006 | 4366.4014 | 4618.106 | 4693.6514
SA | S6 | Leigh Creek | Solar | 0 | 0 | 0 | 0 | 0 | 0 | 0 | 0 | 0 | 0 | 0 | 0 | 0 | 0 | 0 | 0 | 0 | 0 | 0 | 0 | 0 | 0 | 0 | 0 | 0
SA | S7 | Roxby Downs | Solar | 0 | 1.3214e-05 | 929.9036 | 954.5029 | 1044.9277 | 1066.2092 | 1069.2877 | 1058.9266 | 1127.5509 | 1141.9033 | 1226.9672 | 1213.0583 | 1163.1322 | 1099.4402 | 1175.9983 | 1093.5961 | 1123.5759 | 1150.7415 | 1157.4342 | 1291.3271 | 1261.9547 | 1191.25 | 1195.5071 | 1283.4125 | 1262.33
SA | S8 | Eastern Eyre Peninsula | Solar | 0 | 7.3364e-06 | 2.012e-05 | 2.0716e-05 | 2.2887e-05 | 2.2346e-05 | 3.3413e-05 | 3.243e-05 | 5.0504e-05 | 4.6286e-05 | 4.7938e-05 | 5.3233e-05 | 5.5351e-05 | 5.7411e-05 | 5.7969e-05 | 8.2787e-05 | 8.0068e-05 | 0.00015646 | 0.00014682 | 0.0001503 | 0.00014099 | 0.00014759 | 0.00015271 | 0.00015092 | 0.00015312
SA | S9 | Western Eyre Peninsula | Solar | 0 | 7.7809e-06 | 2.4135e-05 | 2.4215e-05 | 2.5174e-05 | 2.6852e-05 | 3.4554e-05 | 3.7073e-05 | 4.6439e-05 | 4.175e-05 | 4.263e-05 | 5.3351e-05 | 5.3586e-05 | 5.5526e-05 | 5.5845e-05 | 8.1204e-05 | 8.0345e-05 | 0.000102 | 9.9404e-05 | 9.9154e-05 | 0.00010387 | 0.0001064 | 0.00010837 | 0.00010608 | 0.00010776
TAS | T1 | North East Tasmania | Solar | 0 | 3.9157e-06 | 3.2881e-06 | 5.0936e-06 | 5.1693e-06 | 4.9258e-06 | 5.2257e-06 | 5.7211e-06 | 5.6282e-06 | 7.1491e-06 | 7.6087e-06 | 8.5651e-06 | 9.7263e-06 | 1.1095e-05 | 1.2656e-05 | 1.5001e-05 | 1.4985e-05 | 2.0205e-05 | 2.0269e-05 | 1.9461e-05 | 2.4746e-05 | 2.4881e-05 | 4.958e-05 | 4.7472e-05 | 4.8359e-05
TAS | T2 | North West Tasmania | Solar | 0 | 6.8856e-06 | 1.2876e-05 | 29.3335 | 35.2301 | 33.6971 | 35.9296 | 36.1658 | 35.4774 | 216.9346 | 214.2634 | 203.3879 | 219.0729 | 227.4753 | 205.5657 | 217.7277 | 216.6816 | 210.4159 | 199.0611 | 198.694 | 193.1232 | 204.7489 | 211.0642 | 190.2511 | 233.3046
TAS | T3 | Central Highlands | Solar | 0 | 761.504 | 1061.9781 | 1070.1771 | 1076.7751 | 1061.4571 | 1120.7674 | 1113.4405 | 1117.26 | 1162.0377 | 1161.72 | 1500.2664 | 1540.2152 | 1552.4106 | 1546.2827 | 3237.4863 | 3330.4558 | 3792.0937 | 4204.7257 | 4222.9883 | 3786.1549 | 3744.8189 | 3672.3005 | 3691.1566 | 3844.3515
Region | REZ | REZ Name | Technology | 2026-27 | 2027-28 | 2028-29 | 2029-30 | 2030-31 | 2031-32 | 2032-33 | 2033-34 | 2034-35 | 2035-36 | 2036-37 | 2037-38 | 2038-39 | 2039-40 | 2040-41 | 2041-42 | 2042-43 | 2043-44 | 2044-45 | 2045-46 | 2046-47 | 2047-48 | 2048-49 | 2049-50 | 2050-51
QLD | Q1 | Far North QLD | Wind | 863.4427 | 2501.7714 | 4233.4264 | 4428.6777 | 4422.3996 | 4923.5067 | 5008.1536 | 4077.7828 | 4588.8538 | 4709.368 | 4641.0053 | 4147.8443 | 4351.9581 | 4282.0114 | 4571.5125 | 4585.5759 | 3977.6997 | 4158.664 | 4139.2343 | 4185.4491 | 3662.4363 | 3825.2029 | 3590.9683 | 3814.3117 | 3837.6453
QLD | Q2 | North Qld Clean Energy Hub | Wind | 134.466 | 131.3432 | 2397.4919 | 2329.5569 | 2452.9004 | 3799.3518 | 4041.6121 | 5216.1928 | 5834.6576 | 6216.7433 | 5987.9427 | 5501.9848 | 5317.7252 | 5380.6454 | 5382.9863 | 5206.1539 | 5489.7146 | 5821.6913 | 6092.6133 | 5937.329 | 5348.183 | 5175.445 | 5394.871 | 5394.3829 | 5358.1582
QLD | Q3 | Northern Qld | Wind | 0 | 0 | 0 | 0 | 0 | 0 | 0 | 0 | 0 | 0 | 0 | 0 | 0 | 0 | 0 | 0 | 0 | 0 | 0 | 0 | 0 | 0 | 0 | 0 | 0
QLD | Q4 | Isaac | Wind | 0 | 606.2708 | 827.943 | 863.2417 | 878.1296 | 929.8737 | 860.3085 | 829.842 | 879.628 | 856.131 | 970.4135 | 830.1321 | 864.8176 | 882.5703 | 929.2677 | 861.6461 | 833.3935 | 882.736 | 854.7355 | 970.4118 | 830.1335 | 1220.7556 | 1642.4462 | 1736.3258 | 1615.6292
QLD | Q5 | Barcaldine | Wind | 0 | 3054.2123 | 3242.1451 | 3040.7379 | 3093.4732 | 3071.5987 | 3316.0798 | 3159.858 | 5094.1931 | 5214.2852 | 5329.3926 | 4855.9837 | 4534.7769 | 4632.4083 | 4516.1922 | 4786.0298 | 4951.7354 | 5087.552 | 5141.8592 | 5254.2556 | 4683.9545 | 4340.012 | 4537.2206 | 4424.6336 | 4779.808
QLD | Q6 | Fitzroy | Wind | 0 | 520.3576 | 665.1314 | 1665.14 | 1641.6283 | 1641.5929 | 3279.1951 | 3023.695 | 3263.9464 | 3081.0081 | 3387.8277 | 3013.4548 | 3039.8013 | 2953.4706 | 2879.8526 | 3906.006 | 3804.3781 | 4172.6116 | 4598.2245 | 5159.1219 | 4925.11 | 5063.289 | 4971.2924 | 4852.7311 | 5232.598
QLD | Q7 | Wide Bay | Wind | 0 | 9.7975e-06 | 4.7722e-05 | 4.7926e-05 | 4.5247e-05 | 3.9422e-05 | 4.1658e-05 | 3.9391e-05 | 4.3195e-05 | 3.9386e-05 | 4.3716e-05 | 0.00020859 | 0.00020401 | 0.0002086 | 0.00019242 | 0.00020373 | 0.00020248 | 0.00019758 | 0.00019118 | 0.0002005 | 523.6255 | 521.3062 | 510.4098 | 470.6285 | 508.7968
QLD | Q8 | Darling Downs | Wind | 4555.2144 | 8862.602 | 8659.5382 | 8536.3457 | 8895.9939 | 8519.5957 | 9444.1861 | 14030.5408 | 14529.0053 | 14494.2332 | 15263.1191 | 14431.1171 | 14083.8603 | 14656.94 | 14285.2827 | 17037.831 | 18135.7893 | 18493.9611 | 17036.9735 | 18089.5409 | 15576.0669 | 15225.8532 | 16188.6242 | 15926.3732 | 16949.139
QLD | Q9 | Banana | Wind | 0 | 1.678e-05 | 3.8074e-05 | 3.6394e-05 | 3.6621e-05 | 3.49e-05 | 4.1026e-05 | 4.1461e-05 | 4.7042e-05 | 3.9417e-05 | 4.8353e-05 | 0.00012559 | 0.00011438 | 0.00016868 | 0.00017361 | 0.00027106 | 0.00027131 | 0.00026843 | 0.00024069 | 0.00027164 | 0.00027279 | 0.00079582 | 917.0094 | 952.5984 | 925.0879
NSW | N1 | North West NSW | Wind | 0 | 0 | 0 | 0 | 0 | 0 | 0 | 0 | 0 | 0 | 0 | 0 | 0 | 0 | 0 | 0 | 0 | 0 | 0 | 0 | 0 | 0 | 0 | 0 | 0
NSW | N2 | New England | Wind | 1154.4335 | 1973.5475 | 7396.4836 | 6026.0237 | 6241.0845 | 5940.2604 | 7090.6742 | 6989.7395 | 6705.0474 | 6849.8155 | 6982.981 | 7229.3863 | 5986.075 | 6210.0861 | 5993.4942 | 9600.1747 | 9601.9624 | 8122.6632 | 8109.5072 | 8113.3191 | 12684.528 | 10687.224 | 11062.461 | 11108.2402 | 11516.236
NSW | N3 | Central-West Orana | Wind | 339.4336 | 3015.8166 | 5717.2028 | 7333.9146 | 8775.7468 | 8680.729 | 11944.1215 | 11398.0637 | 10880.6548 | 11860.8887 | 11554.1884 | 12331.9886 | 11441.5915 | 11461.495 | 11324.3876 | 16639.6737 | 17612.2261 | 16330.5818 | 17481.4294 | 17564.8389 | 18261.0852 | 16707.0776 | 16835.4351 | 16510.0675 | 17094.9301
NSW | N4 | Broken Hill | Wind | 681.996 | 3058.2886 | 3086.4736 | 3224.6457 | 3237.0059 | 3265.7708 | 3086.5748 | 3091.5375 | 2973.5645 | 3260.1511 | 3199.1418 | 3184.7782 | 3258.9791 | 3264.5654 | 3295.4528 | 3130.9576 | 3965.0737 | 3394.5072 | 3668.1969 | 3720.3814 | 3610.6999 | 5596.5369 | 5570.4166 | 5661.8091 | 5414.5813
NSW | N5 | South West NSW | Wind | 0 | 0.00054838 | 0.00048952 | 0.00052004 | 63.6014 | 335.2475 | 321.5767 | 2124.4347 | 2036.0699 | 2270.5615 | 5443.995 | 5215.3815 | 5807.534 | 5898.678 | 5908.7756 | 5662.6637 | 5931.9061 | 5629.6539 | 6166.4747 | 6385.5892 | 5637.136 | 6042.8785 | 5851.0006 | 5972.8151 | 5902.7085
NSW | N6 | Wagga Wagga | Wind | 0 | 6.0968e-05 | 6.3009e-05 | 6.1921e-05 | 5.9033e-05 | 8.8484e-05 | 0.0001121 | 0.00012927 | 0.00011982 | 0.0001151 | 0.00012598 | 0.00012407 | 0.0029139 | 659.0205 | 708.2496 | 738.3399 | 688.9402 | 604.3082 | 643.2132 | 688.9105 | 650.1902 | 661.7036 | 633.0997 | 677.0814 | 723.1767
NSW | N7 | Tumut | Wind | 0 | 0 | 0 | 0 | 0 | 0 | 0 | 0 | 0 | 0 | 0 | 0 | 0 | 0 | 0 | 0 | 0 | 0 | 0 | 0 | 0 | 0 | 0 | 0 | 0
NSW | N8 | Cooma-Monaro | Wind | 357.1153 | 328.0354 | 321.0615 | 319.1106 | 343.8166 | 350.5862 | 349.4538 | 606.3522 | 600.9019 | 637.7291 | 627.5297 | 568.1806 | 877.3982 | 960.9744 | 652.3298 | 685.7595 | 645.96 | 609.69 | 619.1942 | 650.0477 | 635.9892 | 756.3122 | 775.7133 | 767.4934 | 837.4358
NSW | N9 | Hunter-Central Coast | Wind | 0 | 2.3975e-05 | 676.8644 | 723.181 | 759.5772 | 757.0323 | 1022.465 | 1865.0843 | 1740.8912 | 1910.3172 | 1828.6881 | 2642.5276 | 2401.4392 | 2474.1043 | 2573.5571 | 2807.0723 | 2798.3416 | 2616.9465 | 2724.1993 | 2689.6456 | 3509.7799 | 3035.77 | 3129.6235 | 3152.89 | 3407.213
VIC | V1 | North West VIC | Wind | 0 | 729.6932 | 713.1634 | 712.1778 | 1042.9182 | 1096.0283 | 3631.1179 | 3582.7404 | 3493.8496 | 3859.2172 | 3937.8613 | 3410.4739 | 3556.3235 | 3426.8911 | 3583.9149 | 3997.5374 | 3939.3729 | 3845.3307 | 4836.2369 | 4923.112 | 5443.3369 | 5987.3122 | 5751.744 | 6143.5554 | 6046.4077
VIC | V2 | Central Highlands VIC | Wind | 2585.6348 | 3584.825 | 5283.0055 | 5648.6712 | 5400.9684 | 5958.6036 | 5346.3345 | 5655.5824 | 5732.9497 | 5983.6164 | 6194.2803 | 6302.1473 | 6742.1307 | 6496.0631 | 7240.9215 | 5997.3281 | 6746.1317 | 6957.8859 | 5933.053 | 6066.535 | 5758.824 | 6302.1398 | 6007.2323 | 6423.4349 | 5474.2562
VIC | V3 | Wimmera Grampians | Wind | 1562.5192 | 1647.0257 | 1629.237 | 1726.9943 | 1540.6876 | 1661.6161 | 1578.0241 | 1496.8752 | 904.8419 | 950.654 | 967.5196 | 906.6163 | 1657.1355 | 1979.9016 | 2162.2101 | 2026.0055 | 1914.7518 | 1898.9018 | 1759.3265 | 1830.9729 | 1629.1697 | 2777.5975 | 2657.7556 | 2782.3723 | 2700.8706
VIC | V4 | Wimmera Southern Mallee | Wind | 1451.3947 | 1544.7732 | 3221.7915 | 3420.0741 | 3271.1782 | 3365.8896 | 3226.1197 | 6539.964 | 6949.9218 | 7487.3067 | 7649.1331 | 8095.4054 | 8395.2774 | 8080.565 | 8355.0823 | 7788.021 | 9139.0492 | 9531.8161 | 10220.5191 | 10528.5173 | 10502.8437 | 10671.4373 | 10131.4024 | 9845.7506 | 9386.9547
VIC | V5 | South West VIC | Wind | 5494.6665 | 5966.1185 | 11091.5343 | 12030.2869 | 11774.3985 | 13178.1636 | 11531.3386 | 12352.2705 | 12921.975 | 13664.0579 | 14182.0385 | 12796.2355 | 12549.8929 | 12209.0728 | 13087.266 | 11110.7559 | 11999.2562 | 12637.5963 | 13217.0755 | 10802.363 | 10969.8025 | 13263.6348 | 12847.7449 | 14416.3765 | 12409.4876
VIC | V6 | Gippsland Onshore | Wind | 0 | 0 | 0 | 0 | 0 | 0 | 0 | 0 | 0 | 0 | 0 | 0 | 0 | 0 | 0 | 0 | 0 | 0 | 0 | 0 | 0 | 0 | 0 | 0 | 0
VIC | V7 | Central North VIC | Wind | 0 | 0.0001998 | 0.00017608 | 0.00018017 | 0.00017589 | 0.00017776 | 0.0007825 | 0.00075585 | 0.00073044 | 0.00071639 | 0.00073722 | 0.00067288 | 0.00067257 | 0.00064412 | 0.00066854 | 1448.4559 | 1450.1174 | 1335.7671 | 1505.3194 | 1533.8454 | 1335.6438 | 1441.4162 | 1374.2241 | 1491.8312 | 1480.9526
SA | S1 | South East SA | Wind | 785.2721 | 761.2182 | 712.9485 | 764.1165 | 1058.2439 | 1185.6143 | 1075.442 | 1323.3865 | 1422.132 | 1291.1057 | 1315.4931 | 1361.9928 | 1288.9735 | 1317.1426 | 1352.3254 | 1259.3399 | 1315.4836 | 1269.1368 | 1343.2387 | 1377.4287 | 1330.3471 | 1435.574 | 1392.7937 | 1545.7954 | 1464.2149
SA | S2 | Riverland | Wind | 0 | 3.0023e-05 | 2.5576e-05 | 2.5923e-05 | 2.9156e-05 | 3.1874e-05 | 3.4107e-05 | 6.4875e-05 | 6.0026e-05 | 6.3419e-05 | 6.6284e-05 | 0.00016577 | 0.00018112 | 0.00017653 | 0.0001769 | 0.0001659 | 0.00020079 | 0.00018139 | 0.00020479 | 0.0002017 | 697.3756 | 941.2292 | 938.3358 | 975.7114 | 946.8583
SA | S3 | Mid-North SA | Wind | 4353.7278 | 5728.778 | 6009.1147 | 6675.1423 | 8427.5247 | 9122.2147 | 8419.9921 | 8593.7867 | 7894.1268 | 8748.3542 | 8266.0304 | 7964.0446 | 8090.5559 | 8745.8905 | 9276.5334 | 8494.1675 | 10159.7969 | 8502.235 | 11079.4606 | 11356.625 | 10388.3188 | 10590.9464 | 10598.6508 | 11353.3412 | 10630.8361
SA | S4 | Yorke Peninsula | Wind | 229.1679 | 248.7585 | 248.4397 | 252.6026 | 247.3392 | 0.00057182 | 286.1576 | 308.1475 | 279.6238 | 318.5761 | 331.0092 | 305.0718 | 307.3277 | 291.5386 | 316.8423 | 284.6327 | 305.5272 | 276.2014 | 309.2885 | 323.5539 | 326.1027 | 1280.6485 | 1273.0947 | 1408.7193 | 1305.7688
SA | S5 | Northern SA | Wind | 1450.259 | 1447.4741 | 1401.7232 | 1446.3865 | 1512.6976 | 1456.3684 | 1441.5788 | 1461.4541 | 1420.8746 | 1540.4284 | 1547.8643 | 1417.2648 | 1465.4495 | 1525.7916 | 1467.4476 | 1450.4625 | 1455.8246 | 1426.7991 | 1536.6599 | 785.4726 | 1961.2388 | 2516.5333 | 2566.9637 | 2514.682 | 2452.6933
SA | S6 | Leigh Creek | Wind | 0 | 0 | 0 | 0 | 0 | 0 | 0 | 0 | 0 | 0 | 0 | 0 | 0 | 0 | 0 | 0 | 0 | 0 | 0 | 0 | 0 | 0 | 0 | 0 | 0
SA | S7 | Roxby Downs | Wind | 0 | 0 | 0 | 0 | 0 | 0 | 0 | 0 | 0 | 0 | 0 | 0 | 0 | 0 | 0 | 0 | 0 | 0 | 0 | 0 | 0 | 0 | 0 | 0 | 0
SA | S8 | Eastern Eyre Peninsula | Wind | 359.3522 | 334.0686 | 421.7775 | 436.5195 | 270.5099 | 301.4027 | 522.4114 | 536.6458 | 490.7618 | 380.512 | 390.1459 | 531.841 | 540.1938 | 499.2435 | 553.4992 | 495.9208 | 514.2679 | 472.6472 | 530.7323 | 537.9427 | 820.1399 | 790.9172 | 734.9407 | 806.2182 | 742.245
SA | S9 | Western Eyre Peninsula | Wind | 0 | 0.00011125 | 9.9057e-05 | 9.8502e-05 | 0.00010009 | 0.00017489 | 0.00016587 | 0.00016555 | 0.00015327 | 0.00015402 | 0.00015824 | 0.00015928 | 0.00014999 | 0.00015419 | 0.00016256 | 0.00020079 | 0.00021 | 0.00019241 | 0.00025622 | 0.00025209 | 0.00025255 | 0.0002594 | 0.00025613 | 0.00026242 | 0.00025369
TAS | T1 | North East Tasmania | Wind | 573.8762 | 587.8053 | 561.9374 | 660.4172 | 657.3723 | 739.5564 | 1085.184 | 1105.9408 | 1210.1653 | 1438.3536 | 1533.2553 | 1466.1489 | 1545.4793 | 1613.0847 | 1768.0517 | 1694.2104 | 1656.5357 | 1777.7119 | 1764.3689 | 1816.5665 | 1753.3377 | 1729.2564 | 1683.5161 | 1796.546 | 1383.5174
TAS | T2 | North West Tasmania | Wind | 692.6292 | 675.3491 | 664.099 | 960.6402 | 1027.6011 | 1111.6016 | 1054.6357 | 1085.1955 | 1135.0433 | 1036.1005 | 1010.405 | 1027.7237 | 1008.7473 | 1016.8731 | 1052.5906 | 999.1445 | 998.9802 | 1019.2936 | 1058.9949 | 1036.5194 | 1052.3674 | 1034.4449 | 1040.7729 | 1074.9082 | 962.352
TAS | T3 | Central Highlands | Wind | 3038.2274 | 6292.1265 | 8872 | 9322.926 | 8918.4491 | 9646.3029 | 8891.6606 | 9289.7472 | 9601.0145 | 9703.7139 | 10210.0992 | 10329.0698 | 10951.6634 | 10503.2308 | 11363.4123 | 10042.6151 | 10857.6916 | 11257.447 | 9999.9468 | 10318.6257 | 9948.4486 | 10594.342 | 10048.9021 | 10481.7452 | 9462.0079
Region | REZ | REZ Name | Technology | 2026-27 | 2027-28 | 2028-29 | 2029-30 | 2030-31 | 2031-32 | 2032-33 | 2033-34 | 2034-35 | 2035-36 | 2036-37 | 2037-38 | 2038-39 | 2039-40 | 2040-41 | 2041-42 | 2042-43 | 2043-44 | 2044-45 | 2045-46 | 2046-47 | 2047-48 | 2048-49 | 2049-50 | 2050-51
NSW | O1 | Hunter Coast | Offshore Wind | 0 | 2.0924e-06 | 3.7048e-06 | 2.9481e-06 | 3.4652e-06 | 3.4001e-06 | 6.0249e-06 | 6.9493e-06 | 7.5913e-06 | 7.6835e-06 | 2.3473e-05 | 4.4376e-05 | 3.4844e-05 | 4.2029e-05 | 3.733e-05 | 4.4664e-05 | 6.7487e-05 | 6.5313e-05 | 6.6506e-05 | 6.0677e-05 | 0.00012037 | 0.00010429 | 0.00011214 | 0.00010283 | 0.00011221
NSW | O2 | Illawarra Coast | Offshore Wind | 0 | 1.8984e-06 | 3.2267e-06 | 2.7977e-06 | 3.4993e-06 | 3.7161e-06 | 6.1774e-06 | 6.024e-06 | 6.8003e-06 | 6.885e-06 | 2.02e-05 | 3.9537e-05 | 3.3631e-05 | 5.3336e-05 | 4.9402e-05 | 5.243e-05 | 5.2223e-05 | 5.254e-05 | 5.2407e-05 | 4.9062e-05 | 0.00013159 | 0.00012381 | 0.00013166 | 0.00012441 | 0.00013418
VIC | O3 | Gippsland Coast | Offshore Wind | 0 | 1.1244e-05 | 9.2533e-05 | 696.4405 | 2259.4714 | 4636.748 | 5882.4385 | 8167.564 | 10340.632 | 14161.31 | 14403.9861 | 13277.7821 | 13509.9411 | 13567.9571 | 15156.6781 | 13820.5231 | 14307.9941 | 13709.4421 | 14218.9051 | 15346.8221 | 14174.0891 | 13200.8381 | 12602.7371 | 13666.2921 | 13696.6191
TAS | O4 | North West Tasmania Coast | Offshore Wind | 0 | 8.0642e-06 | 7.3468e-06 | 1.1945e-05 | 1.515e-05 | 2.246e-05 | 2.2218e-05 | 2.3711e-05 | 2.3647e-05 | 2.8391e-05 | 4.008e-05 | 3.9815e-05 | 3.9729e-05 | 8.6107e-05 | 9.7281e-05 | 9.1239e-05 | 9.3304e-05 | 0.00010217 | 0.00010174 | 9.7858e-05 | 9.8904e-05 | 9.4034e-05 | 9.7281e-05 | 0.00010697 | 9.1873e-05
VIC | O5 | Southern Ocean | Offshore Wind | 0 | 1.1758e-05 | 0 | 2486.3643 | 2454.704 | 2609.3662 | 2441.3125 | 2504.5818 | 2512.4612 | 2611.0447 | 5437.6022 | 7881.154 | 11563.8509 | 12494.73 | 13652.8602 | 11929.847 | 12022.431 | 11992.6533 | 12083.0583 | 13878.222 | 12774.5973 | 11986.9532 | 11375.4158 | 11861.6284 | 11445.2397
SA | O6 | South East SA Coast | Offshore Wind | 0 | 7.925e-06 | 1.0543e-05 | 1.3976e-05 | 1.8667e-05 | 3.2063e-05 | 3.0249e-05 | 3.1166e-05 | 3.1865e-05 | 3.0553e-05 | 3.7295e-05 | 3.9851e-05 | 4.2341e-05 | 4.0638e-05 | 4.2062e-05 | 4.2504e-05 | 5.7771e-05 | 6.1677e-05 | 5.9657e-05 | 5.7408e-05 | 5.9038e-05 | 9.9404e-05 | 9.415e-05 | 9.8708e-05 | 9.2592e-05

## BaseCase_VOM Cost
VOM cost by technology ($000s) - BaseCase, Accelerated Transition Scenario
VOM | Real June 2025 dollars discounted to 1 July 2025
Explicitly modelled generation
Region | Technology | 2026-27 | 2027-28 | 2028-29 | 2029-30 | 2030-31 | 2031-32 | 2032-33 | 2033-34 | 2034-35 | 2035-36 | 2036-37 | 2037-38 | 2038-39 | 2039-40 | 2040-41 | 2041-42 | 2042-43 | 2043-44 | 2044-45 | 2045-46 | 2046-47 | 2047-48 | 2048-49 | 2049-50 | 2050-51
NEM | Black Coal | 398209.6205 | 284004.1994 | 72791.4316 | 17104.2471 | 14673.1326 | 13943.736 | 12002.3179 | 11440.6136 | 11015.7335 | 8030.6589 | 8245.6478 | 0.00024681 | 0.00023614 | 0.0002194 | 0.00013851 | 0.00014186 | 0.00012336 | 9.7666e-05 | 8.0942e-05 | 5.9922e-05 | 4.9347e-05 | 4.5501e-05 | 4.0353e-05 | 3.906e-05 | 4.8256e-05
NEM | Brown Coal | 148657.303 | 121697.0151 | 16344.0424 | 13642.0892 | 0.00019635 | 0.00018351 | 0.00015747 | 0.00013439 | 0.00011701 | 3.871e-05 | 3.4549e-05 | 3.1575e-05 | 2.9196e-05 | 2.7918e-05 | 2.6518e-05 | 2.3896e-05 | 2.2818e-05 | 2.1348e-05 | 1.9202e-05 | 1.8197e-05 | 1.6901e-05 | 0 | 0 | 0 | 0
NEM | CCGT | 147932.84 | 108816.1867 | 115844.9917 | 92844.8241 | 81575.3936 | 63438.5904 | 64656.4562 | 59312.7423 | 53801.8488 | 43733.8809 | 36260.7323 | 31230.3363 | 27453.8342 | 23866.9083 | 21736.589 | 17875.3388 | 17312.7026 | 13727.7362 | 11528.52 | 8069.2811 | 6969.2056 | 5548.8151 | 5776.1704 | 5094.6198 | 3463.9665
NEM | Gas - Steam | 15329.689 | 6733.1759 | 6474.4173 | 4356.6292 | 5061.44 | 2839.1498 | 2687.5512 | 1348.2516 | 2411.7311 | 1093.2834 | 1022.8614 | 1123.8459 | 679.0183 | 653.0947 | 594.4293 | 578.7031 | 584.8141 | 503.1988 | 447.6495 | 391.5048 | 376.5798 | 371.0226 | 323.2122 | 300.4164 | 0
NEM | OCGT / Diesel | 160994.9359 | 80662.9212 | 132312.8136 | 105379.2059 | 98612.2622 | 80249.6445 | 74642.3894 | 53343.0512 | 73577.0475 | 40785.632 | 42007.3918 | 49098.3653 | 48009.9169 | 48766.7521 | 41008.0915 | 31858.6564 | 16525.7071 | 35624.1943 | 17953.401 | 23781.0044 | 20880.4222 | 12802.1698 | 19245.3716 | 12138.6008 | 19443.9942
NEM | Hydro | 142559.0588 | 112836.4864 | 125712.8679 | 101568.1781 | 92129.3881 | 82057.0563 | 76340.7373 | 79113.5125 | 75691.8071 | 60045.9917 | 51912.8778 | 61625.6301 | 48553.8663 | 42637.3683 | 40168.2129 | 37283.2782 | 39473.7809 | 37094.7159 | 32745.9396 | 27689.6878 | 33042.41 | 29459.0254 | 24531.0284 | 22350.6317 | 21783.3065
NEM | Hydrogen Electrolyser | 24.4652 | 22.4482 | 20.5911 | 113.767 | 388.4389 | 481.6605 | 800.3437 | 1150.7652 | 1588.5812 | 1690.9822 | 1809.4363 | 1872.2582 | 1913.9782 | 1932.5595 | 2118.0353 | 2065.4549 | 2069.6463 | 2047.5223 | 2021.5205 | 1998.8441 | 1979.564 | 1984.7763 | 1980.2944 | 1960.4251 | 1923.0964
NEM | Wind | 0 | 1493.1949 | 3361.2344 | 3384.0491 | 3419.2597 | 3562.2427 | 3954.8205 | 4573.1196 | 4583.4265 | 4659.0024 | 4712.7047 | 4454.0592 | 4381.726 | 4216.1325 | 4130.252 | 4108.0148 | 4128.0354 | 3863.1474 | 3835.7545 | 3743.976 | 3560.777 | 3447.7627 | 3212.4523 | 3136.7327 | 2895.8534
NEM | Solar PV | 0 | 1.579e-05 | 782.3245 | 1555.1091 | 1610.0683 | 1483.3217 | 1547.3079 | 1516.3818 | 1955.9544 | 2123.4637 | 2189.3197 | 2852.354 | 2649.5117 | 2500.5697 | 2558.93 | 2485.46 | 2533.3857 | 2660.078 | 2547.0511 | 2474.3592 | 2660.0417 | 2471.6572 | 2248.3651 | 2167.5775 | 2204.2758
NEM | Grid Battery | 0 | 141.4908 | 1618.7639 | 2238.722 | 2197.9186 | 1866.9772 | 1950.2345 | 1621.3626 | 1685.1641 | 1551.3813 | 1490.1257 | 1763.3826 | 1442.1144 | 1215.0061 | 1112.6481 | 924.7165 | 1001.0723 | 840.9133 | 650.4369 | 609.5195 | 809.6971 | 639.2026 | 431.3699 | 378.8884 | 417.5498
NEM | PHES | 7424.3583 | 7953.1497 | 4842.1227 | 3570.2724 | 3219.66 | 2659.0421 | 3064.2378 | 2567.3652 | 2025.392 | 1432.1853 | 1576.7219 | 1985.4672 | 1211.5206 | 1145.6908 | 852.5284 | 917.1816 | 919.1255 | 864.7231 | 777.7126 | 491.334 | 382.0315 | 513.1462 | 376.0399 | 316.403 | 539.8525
NEM | VPP | 0 | 0 | 0 | 0 | 0 | 0 | 0 | 0 | 0 | 0 | 0 | 0 | 0 | 0 | 0 | 0 | 0 | 0 | 0 | 0 | 0 | 0 | 0 | 0 | 0
Total |  | 1021132.2707 | 724360.2685 | 480105.6011 | 345757.093 | 302886.9621 | 252581.4215 | 241646.3967 | 215987.1658 | 228336.6863 | 165146.4617 | 151227.8194 | 156005.699 | 136295.4867 | 126934.0824 | 114279.7166 | 98096.8045 | 84548.27 | 97226.2293 | 72507.9858 | 69249.5112 | 70660.729 | 57237.578 | 58124.3043 | 47844.2954 | 52671.8952
Region | Technology | 2026-27 | 2027-28 | 2028-29 | 2029-30 | 2030-31 | 2031-32 | 2032-33 | 2033-34 | 2034-35 | 2035-36 | 2036-37 | 2037-38 | 2038-39 | 2039-40 | 2040-41 | 2041-42 | 2042-43 | 2043-44 | 2044-45 | 2045-46 | 2046-47 | 2047-48 | 2048-49 | 2049-50 | 2050-51
NSW1 | Black Coal | 193882.912 | 120850.7089 | 31281.0005 | 0.0004771 | 0.00041642 | 0.000354 | 0.00032334 | 6.8465e-05 | 6.4131e-05 | 5.7834e-05 | 4.3841e-05 | 4.7724e-05 | 4.2336e-05 | 3.8295e-05 | 0 | 0 | 0 | 0 | 0 | 0 | 0 | 0 | 0 | 0 | 0
NSW1 | Brown Coal | 0 | 0 | 0 | 0 | 0 | 0 | 0 | 0 | 0 | 0 | 0 | 0 | 0 | 0 | 0 | 0 | 0 | 0 | 0 | 0 | 0 | 0 | 0 | 0 | 0
NSW1 | CCGT | 47173.442 | 36003.2721 | 35498.4591 | 31746.1071 | 24789.6001 | 18930.8421 | 21584.7501 | 21071.3151 | 16184.9341 | 16586.2931 | 14425.4251 | 14331.0931 | 12239.4221 | 11376.9831 | 10903.9765 | 9513.65 | 8937.9402 | 5505.232 | 5161.5695 | 4536.8975 | 4564.524 | 3397.8652 | 3701.3768 | 3349.8302 | 3463.9663
NSW1 | Gas - Steam | 0 | 0 | 0 | 0 | 0 | 0 | 0 | 0 | 0 | 0 | 0 | 0 | 0 | 0 | 0 | 0 | 0 | 0 | 0 | 0 | 0 | 0 | 0 | 0 | 0
NSW1 | OCGT / Diesel | 73111.0838 | 45944.1534 | 57430.5568 | 42783.1765 | 38380.7402 | 36116.6131 | 28617.0204 | 22264.356 | 28163.7812 | 19808.3865 | 18763.8898 | 22003.1588 | 23504.8512 | 21592.3625 | 20092.8566 | 13180.6187 | 8786.2027 | 17989.1049 | 8748.1546 | 11007.4204 | 9249.3628 | 7372.3554 | 8366.2427 | 7322.467 | 9357.7242
NSW1 | Hydro | 26479.4911 | 21729.1408 | 28524.4607 | 19676.1703 | 17079.9906 | 14527.9769 | 12823.0678 | 14216.2338 | 14265.1833 | 11190.2191 | 8246.9931 | 13845.2292 | 9408.7265 | 7607.1221 | 6526.5449 | 5714.0328 | 6835.0017 | 6966.5676 | 5879.9783 | 3938.5411 | 6649.7659 | 4842.4118 | 3911.618 | 3385.6598 | 3031.1595
NSW1 | Hydrogen Electrolyser | 0.3215 | 0.29499 | 0.27059 | 19.6829 | 33.8794 | 67.3019 | 279.2965 | 402.3153 | 513.4504 | 560.1295 | 600.712 | 634.8309 | 662.2162 | 680.8447 | 846.2847 | 814.3695 | 802.9934 | 775.1165 | 745.2752 | 716.3369 | 689.9895 | 684.6974 | 674.9963 | 660.5976 | 640.6191
NSW1 | Wind | 0 | 269.7699 | 936.5605 | 801.2601 | 751.3687 | 690.2988 | 921.2499 | 1001.035 | 887.6863 | 885.2135 | 960.2325 | 967.6616 | 888.4322 | 860.6316 | 806.6732 | 1052.8801 | 1047.2222 | 912.213 | 894.2791 | 847.6408 | 944.6981 | 855.3011 | 802.9953 | 760.0748 | 733.7477
NSW1 | Solar PV | 0 | 3.9363e-06 | 183.4223 | 722.8672 | 675.7102 | 615.5224 | 710.1715 | 681.8504 | 875.2208 | 899.022 | 887.3138 | 1009.3877 | 962.2676 | 950.9453 | 1038.9961 | 984.0059 | 980.9086 | 1069.3332 | 1046.078 | 1035.0311 | 937.0134 | 869.3619 | 800.9063 | 730.5498 | 797.2696
NSW1 | Grid Battery | 0 | 87.2623 | 338.7398 | 443.8773 | 483.6724 | 388.3241 | 479.7909 | 397.9539 | 367.5467 | 362.2163 | 325.2572 | 295.512 | 226.3152 | 176.8733 | 176.1134 | 133.86 | 146.5006 | 123.7337 | 99.3635 | 93.8846 | 78.3926 | 55.4906 | 25.9491 | 12.8281 | 9.3909
NSW1 | PHES | 2835.2618 | 2887.8663 | 1894.8062 | 1249.1894 | 1139.3805 | 953.987 | 973.8603 | 961.7473 | 733.1774 | 453.3105 | 513.6911 | 653.4563 | 317.4854 | 345.9264 | 243.5444 | 258.4411 | 292.9743 | 289.4289 | 262.4233 | 152.8931 | 109.6417 | 142.2765 | 108.8921 | 74.2498 | 147.018
NSW1 | VPP | 0 | 0 | 0 | 0 | 0 | 0 | 0 | 0 | 0 | 0 | 0 | 0 | 0 | 0 | 0 | 0 | 0 | 0 | 0 | 0 | 0 | 0 | 0 | 0 | 0
Total |  | 343482.5122 | 227772.4686 | 156088.2766 | 97442.3312 | 83334.3425 | 72290.8667 | 66389.2078 | 60996.8068 | 61990.9802 | 50744.7905 | 44723.5145 | 53740.3296 | 48209.7163 | 43591.6891 | 40634.9898 | 31651.8582 | 27829.7438 | 33630.7299 | 22837.1216 | 22328.6455 | 23223.3882 | 18219.7599 | 18392.9767 | 16296.2572 | 18180.8952
Region | Technology | 2026-27 | 2027-28 | 2028-29 | 2029-30 | 2030-31 | 2031-32 | 2032-33 | 2033-34 | 2034-35 | 2035-36 | 2036-37 | 2037-38 | 2038-39 | 2039-40 | 2040-41 | 2041-42 | 2042-43 | 2043-44 | 2044-45 | 2045-46 | 2046-47 | 2047-48 | 2048-49 | 2049-50 | 2050-51
QLD1 | Black Coal | 204326.7085 | 163153.4905 | 41510.4311 | 17104.2466 | 14673.1322 | 13943.7356 | 12002.3176 | 11440.6135 | 11015.7334 | 8030.6588 | 8245.6477 | 0.00019909 | 0.0001938 | 0.0001811 | 0.00013851 | 0.00014186 | 0.00012336 | 9.7666e-05 | 8.0942e-05 | 5.9922e-05 | 4.9347e-05 | 4.5501e-05 | 4.0353e-05 | 3.906e-05 | 4.8256e-05
QLD1 | Brown Coal | 0 | 0 | 0 | 0 | 0 | 0 | 0 | 0 | 0 | 0 | 0 | 0 | 0 | 0 | 0 | 0 | 0 | 0 | 0 | 0 | 0 | 0 | 0 | 0 | 0
QLD1 | CCGT | 78826.6935 | 51104.6777 | 61963.9484 | 47023.4768 | 42025.5034 | 33098.4242 | 32424.105 | 28132.5101 | 26879.8986 | 20262.2457 | 15461.6137 | 16899.2431 | 15214.4121 | 12489.9252 | 10832.6124 | 8361.6887 | 8374.7623 | 8222.5041 | 6366.9504 | 3532.3836 | 2404.6815 | 2150.9498 | 2074.7935 | 1744.7895 | 7.4971e-05
QLD1 | Gas - Steam | 2180.182 | 1708.7309 | 1876.0468 | 1762.413 | 1512.0792 | 1342.8892 | 1247.2354 | 1155.2022 | 1077.1361 | 843.6192 | 865.6166 | 809.8284 | 679.0182 | 653.0947 | 594.4293 | 578.7031 | 584.8141 | 503.1988 | 447.6495 | 391.5048 | 376.5798 | 371.0226 | 323.2122 | 300.4164 | 0
QLD1 | OCGT / Diesel | 45520.7659 | 4465.742 | 21381.9749 | 20580.065 | 18313.4938 | 14045.5763 | 8756.1685 | 6295.4335 | 11107.549 | 4672.1047 | 7437.4959 | 7160.315 | 7619.0732 | 7986.489 | 5744.0002 | 3565.7218 | 1969.6163 | 3878.4479 | 2350.6198 | 5198.6519 | 1448.3869 | 1355.9877 | 2229.4184 | 185.3693 | 931.2213
QLD1 | Hydro | 5613.5805 | 5080.6967 | 4935.3724 | 4424.0448 | 4110.7956 | 3730.1684 | 3499.592 | 3380.353 | 3048.7934 | 2549.598 | 2471.1188 | 590.2953 | 452.4178 | 353.9533 | 421.2815 | 307.4273 | 6.8895e-07 | 5.0295e-07 | 4.2896e-07 | 3.7859e-07 | 3.4423e-07 | 3.0571e-07 | 1.7065 | 3.0672e-07 | 6.149e-07
QLD1 | Hydrogen Electrolyser | 16.5561 | 15.1913 | 13.9345 | 12.7843 | 15.1629 | 21.512 | 33.1799 | 132.4311 | 220.2673 | 248.3118 | 272.1291 | 291.1 | 306.3659 | 319.2245 | 329.5126 | 338.5396 | 352.4461 | 365.3331 | 378.4665 | 393.441 | 409.3404 | 426.3488 | 440.5323 | 448.1766 | 448.4734
QLD1 | Wind | 0 | 758.1861 | 1053.421 | 1055.7149 | 994.4887 | 1021.1566 | 1131.4692 | 1352.5748 | 1464.2605 | 1383.7677 | 1307.0257 | 1137.2285 | 1041.447 | 980.799 | 905.243 | 966.92 | 950.6314 | 939.2741 | 893.1476 | 863.541 | 727.8728 | 676.7788 | 684.8947 | 634.4919 | 621.9282
QLD1 | Solar PV | 0 | 2.7827e-06 | 427.1116 | 652.5457 | 578.0929 | 534.9602 | 506.4287 | 521.1409 | 596.9483 | 746.5089 | 832.2948 | 1207.3771 | 1087.8725 | 1010.5615 | 996.2656 | 892.577 | 967.3445 | 935.8942 | 864.7138 | 804.529 | 1158.859 | 1090.1648 | 964.1282 | 959.2162 | 951.6348
QLD1 | Grid Battery | 0 | 54.2284 | 916.6553 | 1327.4961 | 1204.5742 | 1069.8415 | 1056.0907 | 882.1955 | 844.2529 | 784.2653 | 758.6914 | 964.9251 | 824.8515 | 739.7141 | 669.1772 | 544.5623 | 600.7504 | 491.2101 | 387.4805 | 341.6727 | 586.5536 | 480.6383 | 342.7591 | 323.6871 | 358.6925
QLD1 | PHES | 4589.0965 | 5065.2835 | 2947.3165 | 2321.083 | 2080.2795 | 1705.0551 | 2090.3775 | 1605.6179 | 1292.2146 | 978.8748 | 1063.0308 | 1332.0109 | 894.0352 | 799.7643 | 608.9839 | 658.7405 | 626.1512 | 575.2941 | 515.2893 | 338.4409 | 272.3899 | 370.8697 | 267.1478 | 242.1532 | 392.8345
QLD1 | VPP | 0 | 0 | 0 | 0 | 0 | 0 | 0 | 0 | 0 | 0 | 0 | 0 | 0 | 0 | 0 | 0 | 0 | 0 | 0 | 0 | 0 | 0 | 0 | 0 | 0
Total |  | 341073.583 | 231406.227 | 137026.2125 | 96263.8702 | 85507.6025 | 70513.3191 | 62746.9644 | 54898.0725 | 57547.0542 | 40499.955 | 38714.6644 | 30392.3235 | 28119.4936 | 25333.526 | 21101.5059 | 16214.8804 | 14426.5164 | 15911.1565 | 12204.3175 | 11864.1649 | 7384.664 | 6922.7606 | 7328.5927 | 4838.3003 | 3704.7848
Region | Technology | 2026-27 | 2027-28 | 2028-29 | 2029-30 | 2030-31 | 2031-32 | 2032-33 | 2033-34 | 2034-35 | 2035-36 | 2036-37 | 2037-38 | 2038-39 | 2039-40 | 2040-41 | 2041-42 | 2042-43 | 2043-44 | 2044-45 | 2045-46 | 2046-47 | 2047-48 | 2048-49 | 2049-50 | 2050-51
VIC1 | Black Coal | 0 | 0 | 0 | 0 | 0 | 0 | 0 | 0 | 0 | 0 | 0 | 0 | 0 | 0 | 0 | 0 | 0 | 0 | 0 | 0 | 0 | 0 | 0 | 0 | 0
VIC1 | Brown Coal | 148657.303 | 121697.0151 | 16344.0424 | 13642.0892 | 0.00019635 | 0.00018351 | 0.00015747 | 0.00013439 | 0.00011701 | 3.871e-05 | 3.4549e-05 | 3.1575e-05 | 2.9196e-05 | 2.7918e-05 | 2.6518e-05 | 2.3896e-05 | 2.2818e-05 | 2.1348e-05 | 1.9202e-05 | 1.8197e-05 | 1.6901e-05 | 0 | 0 | 0 | 0
VIC1 | CCGT | 0 | 0 | 0 | 0 | 0 | 0 | 0 | 0 | 0 | 0 | 0 | 0 | 0 | 0 | 0 | 0 | 0 | 0 | 0 | 0 | 0 | 0 | 0 | 0 | 0
VIC1 | Gas - Steam | 13149.507 | 5024.445 | 4598.3705 | 2594.2162 | 3549.3608 | 1496.2606 | 1440.3158 | 193.0494 | 1334.595 | 249.6642 | 157.2448 | 314.0175 | 1.7399e-05 | 0 | 0 | 0 | 0 | 0 | 0 | 0 | 0 | 0 | 0 | 0 | 0
VIC1 | OCGT / Diesel | 28934.9104 | 19188.9655 | 40998.9103 | 32409.9145 | 31881.9269 | 21732.4415 | 30138.4428 | 19299.945 | 27751.7599 | 13184.9841 | 13292.563 | 16740.2599 | 13295.3801 | 16135.6442 | 12779.6266 | 12859.7134 | 4564.7331 | 11592.8153 | 6313.7326 | 6920.3995 | 9600.8246 | 3772.9088 | 7917.7908 | 4264.4949 | 7867.1487
VIC1 | Hydro | 26842.7359 | 20952.4276 | 29286.6584 | 22881.5562 | 18412.6244 | 17195.0646 | 14591.7102 | 16929.1099 | 16069.368 | 14303.9393 | 11191.6171 | 15834.0675 | 12384.5883 | 9976.2592 | 9276.9839 | 7920.2663 | 9090.1094 | 8719.6742 | 7735.2146 | 6072.8031 | 8590.5753 | 6695.7538 | 5448.9583 | 5043.0772 | 4272.8497
VIC1 | Hydrogen Electrolyser | 6.8729 | 6.3062 | 5.7845 | 5.3073 | 25.7211 | 84.6008 | 178.8852 | 306.8233 | 452.2633 | 507.1313 | 585.7534 | 615.6631 | 633.8965 | 640.2129 | 634.5841 | 620.8271 | 611.824 | 598.4768 | 583.0283 | 567.7998 | 552.3136 | 536.727 | 522.0105 | 508.6691 | 495.9295
VIC1 | Wind | 0 | 151.1974 | 1000.6681 | 1131.1908 | 1167.2567 | 1338.8888 | 1393.6192 | 1692.7836 | 1748.6265 | 1901.8107 | 1965.5004 | 1883.0106 | 1990.5239 | 1885.0013 | 1935.5742 | 1663.5165 | 1677.6353 | 1611.1167 | 1600.2991 | 1600.6311 | 1450.8535 | 1461.1741 | 1306.8199 | 1331.3826 | 1166.2046
VIC1 | Solar PV | 0 | 2.4558e-06 | 14.8504 | 27.0179 | 197.3088 | 183.2472 | 188.1464 | 181.7903 | 203.5683 | 200.3973 | 192.2253 | 251.5327 | 248.1096 | 229.3017 | 212.0883 | 308.3927 | 293.9945 | 311.2963 | 311.0151 | 292.6944 | 250.8358 | 232.6141 | 216.9426 | 211.68 | 205.469
VIC1 | Grid Battery | 0 | 0.00012464 | 148.4092 | 266.2402 | 313.1863 | 245.6609 | 249.064 | 205.9487 | 328.3708 | 274.0843 | 271.0239 | 231.5426 | 168.2029 | 128.4873 | 117.7732 | 110.7567 | 121.836 | 98.6149 | 73.3226 | 68.6481 | 62.0127 | 46.9651 | 31.4012 | 16.356 | 20.0456
VIC1 | PHES | 0 | 0 | 0 | 0 | 0 | 0 | 0 | 0 | 0 | 0 | 0 | 0 | 0 | 0 | 0 | 0 | 0 | 0 | 0 | 0 | 0 | 0 | 0 | 0 | 0
VIC1 | VPP | 0 | 0 | 0 | 0 | 0 | 0 | 0 | 0 | 0 | 0 | 0 | 0 | 0 | 0 | 0 | 0 | 0 | 0 | 0 | 0 | 0 | 0 | 0 | 0 | 0
Total |  | 217591.3292 | 167020.3569 | 92397.6938 | 72957.5322 | 55547.3852 | 42276.1647 | 48180.1837 | 38809.4504 | 47888.5519 | 30622.0111 | 27655.9278 | 35870.094 | 28720.7014 | 28994.9067 | 24956.6303 | 23483.4727 | 16360.1322 | 22931.9942 | 16616.6124 | 15522.976 | 20507.4154 | 12746.143 | 15443.9234 | 11375.6598 | 14027.6471
Region | Technology | 2026-27 | 2027-28 | 2028-29 | 2029-30 | 2030-31 | 2031-32 | 2032-33 | 2033-34 | 2034-35 | 2035-36 | 2036-37 | 2037-38 | 2038-39 | 2039-40 | 2040-41 | 2041-42 | 2042-43 | 2043-44 | 2044-45 | 2045-46 | 2046-47 | 2047-48 | 2048-49 | 2049-50 | 2050-51
SA1 | Black Coal | 0 | 0 | 0 | 0 | 0 | 0 | 0 | 0 | 0 | 0 | 0 | 0 | 0 | 0 | 0 | 0 | 0 | 0 | 0 | 0 | 0 | 0 | 0 | 0 | 0
SA1 | Brown Coal | 0 | 0 | 0 | 0 | 0 | 0 | 0 | 0 | 0 | 0 | 0 | 0 | 0 | 0 | 0 | 0 | 0 | 0 | 0 | 0 | 0 | 0 | 0 | 0 | 0
SA1 | CCGT | 21932.7045 | 21708.2369 | 18382.5841 | 14075.2401 | 14760.2901 | 11409.3241 | 10647.6011 | 10108.9171 | 10737.0161 | 6885.3421 | 6373.6936 | 6.8182e-05 | 6.2522e-05 | 5.8409e-05 | 5.346e-05 | 5.0268e-05 | 4.7041e-05 | 4.4164e-05 | 3.983e-05 | 3.6458e-05 | 3.5211e-05 | 3.2961e-05 | 3.0872e-05 | 2.87e-05 | 0.00012148
SA1 | Gas - Steam | 0 | 0 | 0 | 0 | 0 | 0 | 0 | 0 | 0 | 0 | 0 | 0 | 0 | 0 | 0 | 0 | 0 | 0 | 0 | 0 | 0 | 0 | 0 | 0 | 0
SA1 | OCGT / Diesel | 13421.3267 | 11064.0603 | 12470.2122 | 9602.9202 | 10030.8436 | 8355.0135 | 7116.2867 | 5482.0037 | 6550.8455 | 3112.4615 | 2511.4663 | 3182.3561 | 3578.28 | 3052.0074 | 2388.1103 | 2243.9761 | 1203.2508 | 2132.0769 | 531.4754 | 653.5383 | 581.8478 | 300.9179 | 687.9243 | 363.5521 | 1287.8999
SA1 | Hydro | 0 | 0 | 0 | 0 | 0 | 0 | 0 | 0 | 0 | 0 | 0 | 0 | 0 | 0 | 0 | 0 | 0 | 0 | 0 | 0 | 0 | 0 | 0 | 0 | 0
SA1 | Hydrogen Electrolyser | 0.71474 | 0.65573 | 0.60151 | 75.9925 | 302.7185 | 287.538 | 273.2702 | 260.2358 | 346.8704 | 322.0178 | 299.7618 | 281.9172 | 265.1588 | 249.1551 | 233.4728 | 218.271 | 228.3791 | 234.0095 | 239.5507 | 245.3777 | 251.3209 | 259.7352 | 265.4322 | 266.6288 | 263.6149
SA1 | Wind | 0 | 118.6595 | 112.2663 | 115.5781 | 249.6429 | 261.6396 | 255.998 | 279.9722 | 238.642 | 258.97 | 249.6141 | 248.5683 | 246.5438 | 293.3479 | 294.4459 | 250.5069 | 287.7132 | 240.9101 | 292.1887 | 281.2075 | 298.0012 | 321.9863 | 299.616 | 299.5449 | 264.2616
SA1 | Solar PV | 0 | 5.3884e-06 | 156.9403 | 150.4528 | 156.455 | 147.3547 | 140.3316 | 129.5012 | 278.2958 | 266.5481 | 267.3446 | 375.062 | 342.2084 | 300.9822 | 304.1639 | 293.1413 | 284.3061 | 337.366 | 319.7706 | 336.9988 | 308.6929 | 274.918 | 261.9619 | 262.4027 | 245.6234
SA1 | Grid Battery | 0 | 6.226e-05 | 214.9595 | 201.1084 | 196.4857 | 163.1507 | 165.2889 | 135.2645 | 144.9936 | 130.8154 | 135.1532 | 271.4028 | 222.7448 | 169.9314 | 149.5842 | 135.5374 | 131.9852 | 127.3546 | 90.2702 | 105.314 | 82.7382 | 56.1085 | 31.2604 | 26.0171 | 29.4208
SA1 | PHES | 0 | 0 | 0 | 0 | 0 | 0 | 0 | 0 | 0 | 0 | 0 | 0 | 0 | 0 | 0 | 0 | 0 | 0 | 0 | 0 | 0 | 0 | 0 | 0 | 0
SA1 | VPP | 0 | 0 | 0 | 0 | 0 | 0 | 0 | 0 | 0 | 0 | 0 | 0 | 0 | 0 | 0 | 0 | 0 | 0 | 0 | 0 | 0 | 0 | 0 | 0 | 0
Total |  | 35354.746 | 32891.6125 | 31337.5639 | 24221.2922 | 25696.4358 | 20624.0207 | 18598.7765 | 16395.8945 | 18296.6634 | 10976.1549 | 9837.0335 | 4359.3065 | 4654.9359 | 4065.4242 | 3369.7772 | 3141.4327 | 2135.6344 | 3071.7171 | 1473.2556 | 1622.4364 | 1522.601 | 1213.6658 | 1546.1948 | 1218.1456 | 2090.8207
Region | Technology | 2026-27 | 2027-28 | 2028-29 | 2029-30 | 2030-31 | 2031-32 | 2032-33 | 2033-34 | 2034-35 | 2035-36 | 2036-37 | 2037-38 | 2038-39 | 2039-40 | 2040-41 | 2041-42 | 2042-43 | 2043-44 | 2044-45 | 2045-46 | 2046-47 | 2047-48 | 2048-49 | 2049-50 | 2050-51
TAS1 | Black Coal | 0 | 0 | 0 | 0 | 0 | 0 | 0 | 0 | 0 | 0 | 0 | 0 | 0 | 0 | 0 | 0 | 0 | 0 | 0 | 0 | 0 | 0 | 0 | 0 | 0
TAS1 | Brown Coal | 0 | 0 | 0 | 0 | 0 | 0 | 0 | 0 | 0 | 0 | 0 | 0 | 0 | 0 | 0 | 0 | 0 | 0 | 0 | 0 | 0 | 0 | 0 | 0 | 0
TAS1 | CCGT | 0 | 2.2926e-05 | 2.0296e-05 | 1.9166e-05 | 1.8581e-05 | 1.9312e-05 | 2.0245e-05 | 2.082e-05 | 2.0432e-05 | 2.027e-05 | 1.9633e-05 | 1.9398e-05 | 1.8878e-05 | 1.8263e-05 | 1.9278e-05 | 1.8215e-05 | 1.6921e-05 | 1.821e-05 | 1.6747e-05 | 1.535e-05 | 1.4855e-05 | 1.3648e-05 | 1.6108e-05 | 1.5689e-05 | 4.1111e-05
TAS1 | Gas - Steam | 0 | 0 | 0 | 0 | 0 | 0 | 0 | 0 | 0 | 0 | 0 | 0 | 0 | 0 | 0 | 0 | 0 | 0 | 0 | 0 | 0 | 0 | 0 | 0 | 0
TAS1 | OCGT / Diesel | 6.8491 | 9.3282e-05 | 31.1594 | 3.1296 | 5.2577 | 5.8424e-05 | 14.471 | 1.3131 | 3.1119 | 7.6951 | 1.9769 | 12.2755 | 12.3323 | 0.24892 | 3.4978 | 8.6264 | 1.9042 | 31.7493 | 9.4185 | 0.99428 | 3.5057e-05 | 2.6878e-05 | 43.9953 | 2.7175 | 7.7016e-05
TAS1 | Hydro | 83623.2513 | 65074.2213 | 62966.3764 | 54586.4068 | 52525.9775 | 46603.8464 | 45426.3673 | 44587.8159 | 42308.4624 | 32002.2352 | 30003.1488 | 31356.0381 | 26308.1336 | 24700.0336 | 23943.4026 | 23341.5518 | 23548.6698 | 21408.4741 | 19130.7466 | 17678.3437 | 17802.0687 | 17920.8598 | 15168.7457 | 13921.8947 | 14479.2974
TAS1 | Hydrogen Electrolyser | 0 | 0 | 0 | 0 | 10.9571 | 20.7077 | 35.712 | 48.9597 | 55.7298 | 53.3918 | 51.08 | 48.7471 | 46.3409 | 43.1222 | 74.1811 | 73.4478 | 74.0037 | 74.5863 | 75.1999 | 75.8886 | 76.5996 | 77.2678 | 77.3231 | 76.353 | 74.4596
TAS1 | Wind | 0 | 195.382 | 258.3184 | 280.3052 | 256.5026 | 250.2589 | 252.4843 | 246.7539 | 244.2112 | 229.2405 | 230.3321 | 217.5902 | 214.779 | 196.3526 | 188.3157 | 174.1913 | 164.8334 | 159.6336 | 155.84 | 150.9558 | 139.3513 | 132.5225 | 118.1264 | 111.2386 | 109.7112
TAS1 | Solar PV | 0 | 1.2272e-06 | 1.5341e-06 | 2.2256 | 2.5012 | 2.2371 | 2.2297 | 2.099 | 1.9213 | 10.9874 | 10.1413 | 8.9944 | 9.0535 | 8.7789 | 7.4161 | 7.343 | 6.8321 | 6.1883 | 5.4735 | 5.106 | 4.6406 | 4.5984 | 4.426 | 3.7287 | 4.2791
TAS1 | Grid Battery | 0 | 1.7355e-05 | 2.221e-05 | 4.2083e-05 | 3.9893e-05 | 3.8512e-05 | 3.6903e-05 | 3.7261e-05 | 4.0936e-05 | 4.6729e-05 | 4.5106e-05 | 4.7047e-05 | 5.0638e-05 | 5.4936e-05 | 5.4249e-05 | 6.0283e-05 | 5.9596e-05 | 5.3367e-05 | 5.418e-05 | 5.5397e-05 | 5.0699e-05 | 5.27e-05 | 4.5506e-05 | 4.4309e-05 | 4.9213e-05
TAS1 | PHES | 0 | 0 | 7.2192e-06 | 8.891e-06 | 8.837e-06 | 8.5392e-06 | 9.3981e-06 | 9.1777e-06 | 9.5306e-06 | 1.0057e-05 | 9.6344e-06 | 9.5781e-06 | 9.798e-06 | 9.5401e-06 | 9.2044e-06 | 1.0359e-05 | 1.0107e-05 | 9.7329e-06 | 9.7411e-06 | 9.7143e-06 | 8.9748e-06 | 9.3727e-06 | 8.3285e-06 | 7.9511e-06 | 8.8374e-06
TAS1 | VPP | 0 | 0 | 0 | 0 | 0 | 0 | 0 | 0 | 0 | 0 | 0 | 0 | 0 | 0 | 0 | 0 | 0 | 0 | 0 | 0 | 0 | 0 | 0 | 0 | 0
Total |  | 83630.1004 | 65269.6035 | 63255.8542 | 54872.0672 | 52801.1962 | 46877.0503 | 45731.2644 | 44886.9416 | 42613.4366 | 32303.5501 | 30296.6792 | 31643.6454 | 26590.6395 | 24948.5364 | 24216.8134 | 23605.1605 | 23796.2433 | 21680.6316 | 19376.6786 | 17911.2885 | 18022.6603 | 18135.2486 | 15412.6166 | 14115.9325 | 14667.7475
Explicitly modelled load
Region | Technology | 2026-27 | 2027-28 | 2028-29 | 2029-30 | 2030-31 | 2031-32 | 2032-33 | 2033-34 | 2034-35 | 2035-36 | 2036-37 | 2037-38 | 2038-39 | 2039-40 | 2040-41 | 2041-42 | 2042-43 | 2043-44 | 2044-45 | 2045-46 | 2046-47 | 2047-48 | 2048-49 | 2049-50 | 2050-51
NEM | Grid Battery Pump | 0 | 0 | 0 | 0 | 0 | 0 | 0 | 0 | 0 | 0 | 0 | 0 | 0 | 0 | 0 | 0 | 0 | 0 | 0 | 0 | 0 | 0 | 0 | 0 | 0
NEM | PHES Pump | 21874.7691 | 24202.5719 | 16489.9948 | 11549.1163 | 11477.1057 | 9166.3056 | 9691.4657 | 8538.7816 | 7277.7961 | 4226.7651 | 4507.0623 | 5722.6574 | 2852.6858 | 3075.7493 | 2221.8407 | 2383.4904 | 2488.0751 | 2391.0771 | 2156.5294 | 1303.0698 | 1056.7389 | 1347.4235 | 1013.7649 | 772.2397 | 1364.7955
NEM | VPP Pump | 0 | 0 | 0 | 0 | 0 | 0 | 0 | 0 | 0 | 0 | 0 | 0 | 0 | 0 | 0 | 0 | 0 | 0 | 0 | 0 | 0 | 0 | 0 | 0 | 0
Region | Technology | 2026-27 | 2027-28 | 2028-29 | 2029-30 | 2030-31 | 2031-32 | 2032-33 | 2033-34 | 2034-35 | 2035-36 | 2036-37 | 2037-38 | 2038-39 | 2039-40 | 2040-41 | 2041-42 | 2042-43 | 2043-44 | 2044-45 | 2045-46 | 2046-47 | 2047-48 | 2048-49 | 2049-50 | 2050-51
NSW1 | Grid Battery Pump | 0 | 0 | 0 | 0 | 0 | 0 | 0 | 0 | 0 | 0 | 0 | 0 | 0 | 0 | 0 | 0 | 0 | 0 | 0 | 0 | 0 | 0 | 0 | 0 | 0
NSW1 | PHES Pump | 15344.4571 | 16942.7384 | 12301.6128 | 8232.4538 | 8504.5192 | 6712.3424 | 6722.1005 | 6244.4514 | 5416.9826 | 3338.0272 | 3445.7484 | 4282.3445 | 1950.1595 | 2215.033 | 1585.9336 | 1653.4796 | 1814.6392 | 1775.1064 | 1577.6389 | 956.5789 | 766.3685 | 922.3209 | 702.2309 | 503.223 | 897.8729
NSW1 | VPP Pump | 0 | 0 | 0 | 0 | 0 | 0 | 0 | 0 | 0 | 0 | 0 | 0 | 0 | 0 | 0 | 0 | 0 | 0 | 0 | 0 | 0 | 0 | 0 | 0 | 0
Region | Technology | 2026-27 | 2027-28 | 2028-29 | 2029-30 | 2030-31 | 2031-32 | 2032-33 | 2033-34 | 2034-35 | 2035-36 | 2036-37 | 2037-38 | 2038-39 | 2039-40 | 2040-41 | 2041-42 | 2042-43 | 2043-44 | 2044-45 | 2045-46 | 2046-47 | 2047-48 | 2048-49 | 2049-50 | 2050-51
QLD1 | Grid Battery Pump | 0 | 0 | 0 | 0 | 0 | 0 | 0 | 0 | 0 | 0 | 0 | 0 | 0 | 0 | 0 | 0 | 0 | 0 | 0 | 0 | 0 | 0 | 0 | 0 | 0
QLD1 | PHES Pump | 6530.312 | 7259.8335 | 4188.382 | 3316.6625 | 2972.5865 | 2453.9632 | 2969.3652 | 2294.3302 | 1860.8135 | 888.7379 | 1061.3139 | 1440.3129 | 902.5263 | 860.7163 | 635.9071 | 730.0108 | 673.4359 | 615.9707 | 578.8905 | 346.4909 | 290.3704 | 425.1026 | 311.534 | 269.0168 | 466.9226
QLD1 | VPP Pump | 0 | 0 | 0 | 0 | 0 | 0 | 0 | 0 | 0 | 0 | 0 | 0 | 0 | 0 | 0 | 0 | 0 | 0 | 0 | 0 | 0 | 0 | 0 | 0 | 0
Region | Technology | 2026-27 | 2027-28 | 2028-29 | 2029-30 | 2030-31 | 2031-32 | 2032-33 | 2033-34 | 2034-35 | 2035-36 | 2036-37 | 2037-38 | 2038-39 | 2039-40 | 2040-41 | 2041-42 | 2042-43 | 2043-44 | 2044-45 | 2045-46 | 2046-47 | 2047-48 | 2048-49 | 2049-50 | 2050-51
VIC1 | Grid Battery Pump | 0 | 0 | 0 | 0 | 0 | 0 | 0 | 0 | 0 | 0 | 0 | 0 | 0 | 0 | 0 | 0 | 0 | 0 | 0 | 0 | 0 | 0 | 0 | 0 | 0
VIC1 | PHES Pump | 0 | 0 | 0 | 0 | 0 | 0 | 0 | 0 | 0 | 0 | 0 | 0 | 0 | 0 | 0 | 0 | 0 | 0 | 0 | 0 | 0 | 0 | 0 | 0 | 0
VIC1 | VPP Pump | 0 | 0 | 0 | 0 | 0 | 0 | 0 | 0 | 0 | 0 | 0 | 0 | 0 | 0 | 0 | 0 | 0 | 0 | 0 | 0 | 0 | 0 | 0 | 0 | 0
Region | Technology | 2026-27 | 2027-28 | 2028-29 | 2029-30 | 2030-31 | 2031-32 | 2032-33 | 2033-34 | 2034-35 | 2035-36 | 2036-37 | 2037-38 | 2038-39 | 2039-40 | 2040-41 | 2041-42 | 2042-43 | 2043-44 | 2044-45 | 2045-46 | 2046-47 | 2047-48 | 2048-49 | 2049-50 | 2050-51
SA1 | Grid Battery Pump | 0 | 0 | 0 | 0 | 0 | 0 | 0 | 0 | 0 | 0 | 0 | 0 | 0 | 0 | 0 | 0 | 0 | 0 | 0 | 0 | 0 | 0 | 0 | 0 | 0
SA1 | PHES Pump | 0 | 0 | 0 | 0 | 0 | 0 | 0 | 0 | 0 | 0 | 0 | 0 | 0 | 0 | 0 | 0 | 0 | 0 | 0 | 0 | 0 | 0 | 0 | 0 | 0
SA1 | VPP Pump | 0 | 0 | 0 | 0 | 0 | 0 | 0 | 0 | 0 | 0 | 0 | 0 | 0 | 0 | 0 | 0 | 0 | 0 | 0 | 0 | 0 | 0 | 0 | 0 | 0
Region | Technology | 2026-27 | 2027-28 | 2028-29 | 2029-30 | 2030-31 | 2031-32 | 2032-33 | 2033-34 | 2034-35 | 2035-36 | 2036-37 | 2037-38 | 2038-39 | 2039-40 | 2040-41 | 2041-42 | 2042-43 | 2043-44 | 2044-45 | 2045-46 | 2046-47 | 2047-48 | 2048-49 | 2049-50 | 2050-51
TAS1 | Grid Battery Pump | 0 | 0 | 0 | 0 | 0 | 0 | 0 | 0 | 0 | 0 | 0 | 0 | 0 | 0 | 0 | 0 | 0 | 0 | 0 | 0 | 0 | 0 | 0 | 0 | 0
TAS1 | PHES Pump | 0 | 0 | 0 | 0 | 0 | 0 | 0 | 0 | 0 | 0 | 0 | 0 | 0 | 0 | 0 | 0 | 0 | 0 | 0 | 0 | 0 | 0 | 0 | 0 | 0
TAS1 | VPP Pump | 0 | 0 | 0 | 0 | 0 | 0 | 0 | 0 | 0 | 0 | 0 | 0 | 0 | 0 | 0 | 0 | 0 | 0 | 0 | 0 | 0 | 0 | 0 | 0 | 0

## BaseCase_FOM Cost
FOM cost by technology ($000s) - BaseCase, Accelerated Transition Scenario
FOM | Real June 2025 dollars discounted to 1 July 2025. For new entrant capacity, the FOM is incurred annually in modelling. For existing capacity that retires early as part of the least-cost solution, the associated FOM savings are presented as a negative cost that continues until the assumed fixed date retirement. For existing, committed and anticipated generators that do not retire early, FOM costs are not included since there will be no difference in these costs between the Base Case and option case.
Explicitly modelled generation
Region | Technology | 2026-27 | 2027-28 | 2028-29 | 2029-30 | 2030-31 | 2031-32 | 2032-33 | 2033-34 | 2034-35 | 2035-36 | 2036-37 | 2037-38 | 2038-39 | 2039-40 | 2040-41 | 2041-42 | 2042-43 | 2043-44 | 2044-45 | 2045-46 | 2046-47 | 2047-48 | 2048-49 | 2049-50 | 2050-51
NEM | Black Coal | 0 | 0 | -301904.9154 | -341023.6628 | -318713.7035 | -282045.7495 | -262849.5929 | -183842.3573 | -171815.2873 | -130601.1143 | -109908.1932 | -91686.0195 | -85687.8687 | -80294.0811 | -61655.4522 | -57621.9179 | -42414.3603 | -35902.0356 | -29877.5763 | -24576.2851 | -19840.7494 | -18591.8353 | -17326.4669 | -16192.9597 | -15133.6072
NEM | Brown Coal | 0 | -28875.214 | -134790.0394 | -125971.9997 | -142074.4727 | -133131.3219 | -124070.3461 | -115953.5945 | -108367.8453 | -34798.7742 | -32430.3544 | -30308.7424 | -28325.9275 | -26542.8976 | -24736.3764 | -23118.1088 | -21605.7091 | -20245.6962 | -18867.7653 | -17633.4255 | -16479.8369 | 0 | 0 | 0 | 0
NEM | CCGT | 0 | 0.00014916 | 0.00022714 | 0.00021228 | 0.00019839 | 0.00018722 | 0.00018064 | 0.00017016 | 0.00015902 | 0.00014978 | 0.00013958 | 0.00013114 | 0.00012256 | 0.00011485 | 0.00010848 | 0.00010138 | 9.4746e-05 | 9.0089e-05 | 8.3958e-05 | 7.8465e-05 | 7.3332e-05 | 6.8716e-05 | 6.6142e-05 | 6.2189e-05 | 0.00019329
NEM | Gas - Steam | 0 | 0 | 0 | 0 | 0 | 0 | 0 | 0 | 0 | 0 | 0 | 0 | 0 | 0 | 0 | 0 | 0 | 0 | 0 | 0 | 0 | 0 | 0 | 0 | 0
NEM | OCGT / Diesel | 0 | 0.0002827 | 6639.1472 | 6204.8104 | 7057.5976 | 8958.6981 | 12999.3022 | 12148.8805 | 15054.8082 | 21630.9931 | 20158.7783 | 22688.7048 | 21204.397 | 19869.6455 | 18517.3088 | 17305.896 | 16173.7346 | 23671.1766 | 22060.106 | 20616.9215 | 20842.424 | 19530.4575 | 20507.8032 | 19166.1712 | 20050.9419
NEM | Hydro | 0 | 0 | 0 | 0 | 0 | 0 | 0 | 0 | 0 | 0 | 0 | 0 | 0 | 0 | 0 | 0 | 0 | 0 | 0 | 0 | 0 | 0 | 0 | 0 | 0
NEM | Hydrogen Electrolyser | 0 | 0 | 0 | 0 | 32415.7376 | 39136.7573 | 64330.7704 | 93306.549 | 131153.5816 | 141560.572 | 151028.9033 | 161719.553 | 168189.0723 | 172918.9459 | 192036.6157 | 187935.1115 | 192527.8917 | 191973.9944 | 193164.7343 | 181577.8272 | 201712.0571 | 201422.7125 | 193625.7904 | 192109.5781 | 179541.6618
NEM | Wind | 0 | 167360.0916 | 421849.6529 | 463712.6441 | 513226.3506 | 568707.1968 | 642653.0973 | 756336.6118 | 785006.2611 | 819845.9196 | 893787.8207 | 979428.3822 | 1022737.5869 | 1058216.5343 | 986408.4043 | 984082.1339 | 949386.5565 | 899534.814 | 848900.1996 | 793691.5972 | 781965.5597 | 763075.0808 | 715968.615 | 669129.5465 | 625354.7162
NEM | Solar PV | 0 | 0.0015969 | 63722.9425 | 118473.0869 | 123778.2692 | 115986.8082 | 108092.6967 | 107546.7423 | 143096.7463 | 147229.1517 | 151757.9948 | 226810.369 | 216260.8711 | 221037.5487 | 214779.2394 | 211459.9035 | 210860.6482 | 230544.6904 | 215845.5611 | 201724.8234 | 229883.0253 | 230302.4391 | 218744.2808 | 204433.9072 | 191059.7263
NEM | Grid Battery | 0 | 10956.5214 | 148222.6204 | 197318.1672 | 188670.9804 | 176794.7229 | 170178.6601 | 159045.4768 | 168407.8409 | 157807.0859 | 147066.6669 | 177030.0877 | 165448.6802 | 161458.6459 | 150469.7003 | 140625.8903 | 131426.0658 | 123153.1997 | 114771.3395 | 107262.9342 | 135833.0952 | 127282.8202 | 138223.6601 | 129180.9911 | 120729.8983
NEM | PHES | 0 | 0 | 0.0016556 | 0.0017851 | 0.0022496 | 0.0021256 | 0.0023179 | 0.0023666 | 0.0022748 | 0.0022415 | 0.002122 | 0.0020961 | 0.0020451 | 0.0019719 | 0.0019151 | 0.0019949 | 0.0019035 | 0.0019659 | 0.0019646 | 0.0018581 | 0.0018632 | 0.0017805 | 0.0018315 | 0.0017863 | 0.0016993
NEM | VPP | 0 | 0 | 0 | 0 | 0 | 0 | 0 | 0 | 0 | 0 | 0 | 0 | 0 | 0 | 0 | 0 | 0 | 0 | 0 | 0 | 0 | 0 | 0 | 0 | 0
Total |  | 0 | 149441.4009 | 203739.41 | 318713.0483 | 404360.7617 | 494407.1142 | 611334.5901 | 828588.3112 | 962536.108 | 1122673.8362 | 1221461.6187 | 1445682.3369 | 1479826.8135 | 1526664.3436 | 1475819.4419 | 1460668.9106 | 1436354.8295 | 1412730.1453 | 1345996.6009 | 1262664.3948 | 1333915.5768 | 1323021.6767 | 1269743.6844 | 1197827.2364 | 1121603.3392
Region | Technology | 2026-27 | 2027-28 | 2028-29 | 2029-30 | 2030-31 | 2031-32 | 2032-33 | 2033-34 | 2034-35 | 2035-36 | 2036-37 | 2037-38 | 2038-39 | 2039-40 | 2040-41 | 2041-42 | 2042-43 | 2043-44 | 2044-45 | 2045-46 | 2046-47 | 2047-48 | 2048-49 | 2049-50 | 2050-51
NSW1 | Black Coal | 0 | 0 | -84978.6817 | -108781.5244 | -101664.9761 | -95265.4787 | -88781.6688 | -21162.054 | -19777.6205 | -18532.6802 | -17271.3379 | -16141.4373 | -15085.4554 | -14135.8724 | 0 | 0 | 0 | 0 | 0 | 0 | 0 | 0 | 0 | 0 | 0
NSW1 | Brown Coal | 0 | 0 | 0 | 0 | 0 | 0 | 0 | 0 | 0 | 0 | 0 | 0 | 0 | 0 | 0 | 0 | 0 | 0 | 0 | 0 | 0 | 0 | 0 | 0 | 0
NSW1 | CCGT | 0 | 5.132e-05 | 6.738e-05 | 6.2972e-05 | 5.8853e-05 | 5.5148e-05 | 5.1395e-05 | 4.8032e-05 | 4.489e-05 | 4.2064e-05 | 3.9201e-05 | 3.6637e-05 | 3.424e-05 | 3.2085e-05 | 2.9901e-05 | 2.7945e-05 | 2.6117e-05 | 2.4473e-05 | 2.2807e-05 | 2.1315e-05 | 1.9921e-05 | 1.8667e-05 | 1.7396e-05 | 1.6258e-05 | 4.5481e-05
NSW1 | Gas - Steam | 0 | 0 | 0 | 0 | 0 | 0 | 0 | 0 | 0 | 0 | 0 | 0 | 0 | 0 | 0 | 0 | 0 | 0 | 0 | 0 | 0 | 0 | 0 | 0 | 0
NSW1 | OCGT / Diesel | 0 | 6.5846e-05 | 0.00030344 | 0.00028359 | 0.00026503 | 0.00036287 | 0.0020168 | 0.0018848 | 1683.3678 | 5061.0973 | 4716.6368 | 8256.7968 | 7716.6325 | 7230.8943 | 6738.7565 | 6297.9032 | 5885.8909 | 8058.5113 | 7510.0455 | 7018.7342 | 6559.5646 | 6146.6602 | 5728.3159 | 5353.5662 | 6255.0807
NSW1 | Hydro | 0 | 0 | 0 | 0 | 0 | 0 | 0 | 0 | 0 | 0 | 0 | 0 | 0 | 0 | 0 | 0 | 0 | 0 | 0 | 0 | 0 | 0 | 0 | 0 | 0
NSW1 | Hydrogen Electrolyser | 0 | 0 | 0 | 0 | 2645.9182 | 5254.8476 | 22168.8109 | 32450.4616 | 42105.0703 | 46709.7926 | 50968.0049 | 54816.1546 | 58214.1693 | 60943.6549 | 77172.1027 | 75671.9571 | 76070.7483 | 74876.0041 | 72045.9829 | 67332.6943 | 70863.2537 | 70027.3369 | 65261.2459 | 62901.1871 | 58786.1562
NSW1 | Wind | 0 | 33976.9313 | 104843.3183 | 97984.4096 | 91574.2146 | 85809.9 | 103143.1896 | 115063.9376 | 107536.3903 | 100767.3056 | 111585.0134 | 118417.6757 | 115133.4111 | 113079.7712 | 105598.0611 | 140392.0298 | 139067.2921 | 131493.4103 | 122665.3878 | 114640.5493 | 128259.5751 | 127986.0826 | 119275.2941 | 111472.2374 | 104179.6611
NSW1 | Solar PV | 0 | 0.00037665 | 14679.5787 | 65837.9785 | 61530.821 | 57657.6452 | 53733.4407 | 50439.0624 | 67567.3765 | 63314.2181 | 64085.971 | 83982.1382 | 82198.7335 | 82316.5156 | 85499.6203 | 79906.1872 | 81239.3381 | 92229.0494 | 85951.9001 | 80328.8786 | 78898.2903 | 82778.6671 | 77144.7149 | 72097.8644 | 67381.1816
NSW1 | Grid Battery | 0 | 6800.4929 | 29579.1768 | 37264.3246 | 39087.9492 | 36627.4831 | 39551.2605 | 36963.7949 | 34545.6027 | 32371.0633 | 30167.8747 | 29080.5558 | 27178.0895 | 25467.3128 | 23733.9964 | 22181.305 | 20730.1918 | 19425.29 | 18103.1964 | 16918.8751 | 15812.0328 | 14816.714 | 13808.2823 | 12904.9368 | 12060.6886
NSW1 | PHES | 0 | 0 | 0.00091428 | 0.00085447 | 0.0011992 | 0.0011237 | 0.0012124 | 0.0012907 | 0.0012063 | 0.0011304 | 0.0010594 | 0.0010439 | 0.00097559 | 0.00093552 | 0.00087185 | 0.00082866 | 0.00080107 | 0.0008027 | 0.00085612 | 0.00080386 | 0.00078116 | 0.0007446 | 0.00078767 | 0.00073837 | 0.0006954
NSW1 | VPP | 0 | 0 | 0 | 0 | 0 | 0 | 0 | 0 | 0 | 0 | 0 | 0 | 0 | 0 | 0 | 0 | 0 | 0 | 0 | 0 | 0 | 0 | 0 | 0 | 0
Total |  | 0 | 40777.4248 | 64123.3934 | 92305.1895 | 93173.9285 | 90084.3987 | 129815.0363 | 213755.2058 | 233660.1884 | 229690.7979 | 244252.1641 | 278411.8849 | 275355.5816 | 274902.2773 | 298742.5379 | 324449.3832 | 322993.4619 | 326082.266 | 306276.5136 | 286239.7323 | 300392.7173 | 301755.4616 | 281217.8538 | 264729.7927 | 248662.769
Region | Technology | 2026-27 | 2027-28 | 2028-29 | 2029-30 | 2030-31 | 2031-32 | 2032-33 | 2033-34 | 2034-35 | 2035-36 | 2036-37 | 2037-38 | 2038-39 | 2039-40 | 2040-41 | 2041-42 | 2042-43 | 2043-44 | 2044-45 | 2045-46 | 2046-47 | 2047-48 | 2048-49 | 2049-50 | 2050-51
QLD1 | Black Coal | 0 | 0 | -216926.2337 | -232242.1384 | -217048.7274 | -186780.2708 | -174067.9242 | -162680.3033 | -152037.6668 | -112068.4341 | -92636.8553 | -75544.5822 | -70602.4133 | -66158.2087 | -61655.4522 | -57621.9179 | -42414.3603 | -35902.0356 | -29877.5763 | -24576.2851 | -19840.7494 | -18591.8353 | -17326.4669 | -16192.9597 | -15133.6072
QLD1 | Brown Coal | 0 | 0 | 0 | 0 | 0 | 0 | 0 | 0 | 0 | 0 | 0 | 0 | 0 | 0 | 0 | 0 | 0 | 0 | 0 | 0 | 0 | 0 | 0 | 0 | 0
QLD1 | CCGT | 0 | 3.2834e-05 | 7.497e-05 | 7.0066e-05 | 6.5482e-05 | 6.136e-05 | 5.7184e-05 | 5.3443e-05 | 4.9947e-05 | 4.6803e-05 | 4.3617e-05 | 4.0764e-05 | 3.8097e-05 | 3.5699e-05 | 3.3269e-05 | 3.1093e-05 | 2.9059e-05 | 2.7229e-05 | 2.5376e-05 | 2.3716e-05 | 2.2165e-05 | 2.0769e-05 | 1.9356e-05 | 1.809e-05 | 4.6335e-05
QLD1 | Gas - Steam | 0 | 0 | 0 | 0 | 0 | 0 | 0 | 0 | 0 | 0 | 0 | 0 | 0 | 0 | 0 | 0 | 0 | 0 | 0 | 0 | 0 | 0 | 0 | 0 | 0
QLD1 | OCGT / Diesel | 0 | 6.125e-05 | 0.00011306 | 0.00010566 | 1258.7095 | 1179.4776 | 1099.2018 | 1027.2914 | 960.0854 | 899.651 | 838.4204 | 783.5705 | 732.3089 | 686.2123 | 639.5084 | 597.6714 | 558.5714 | 523.411 | 487.7875 | 455.8761 | 2000.3255 | 1874.4112 | 4053.435 | 3788.257 | 3540.4271
QLD1 | Hydro | 0 | 0 | 0 | 0 | 0 | 0 | 0 | 0 | 0 | 0 | 0 | 0 | 0 | 0 | 0 | 0 | 0 | 0 | 0 | 0 | 0 | 0 | 0 | 0 | 0
QLD1 | Hydrogen Electrolyser | 0 | 0 | 0 | 0 | 1284.1159 | 1821.8166 | 2855.4223 | 11584.8136 | 19592.0952 | 22462.8035 | 22345.0103 | 27267.3573 | 29214.632 | 30999.3549 | 32596.1257 | 31201.1526 | 33724.7454 | 33427.3208 | 36214.5803 | 33845.4021 | 45615.3425 | 47802.3817 | 48469.5558 | 45298.6504 | 42335.1873
QLD1 | Wind | 0 | 88128.2652 | 126041.4615 | 117795.7584 | 112314.9556 | 115672.7992 | 124725.3593 | 162937.3936 | 168174.033 | 157587.9952 | 146862.4877 | 147953.8328 | 138469.636 | 129855.9769 | 121017.9226 | 126683.4878 | 126833.8364 | 122749.4838 | 117890.5596 | 110178.093 | 105966.739 | 101514.4494 | 99346.2685 | 92846.9798 | 86772.8783
QLD1 | Solar PV | 0 | 0.00031143 | 31535.4012 | 33971.4251 | 33406.1732 | 31303.3575 | 29172.8373 | 33568.9708 | 37812.4788 | 47656.955 | 53881.779 | 89020.0163 | 83774.0866 | 91521.2531 | 85292.2767 | 79712.4081 | 80865.1679 | 80236.7971 | 75767.6885 | 70810.9238 | 103345.5169 | 102856.6932 | 99498.719 | 92989.457 | 86906.0345
QLD1 | Grid Battery | 0 | 4156.0161 | 80515.7338 | 112140.4188 | 104804.1301 | 98207.0327 | 91523.0192 | 85535.532 | 79939.7495 | 74907.7883 | 69809.5316 | 86219.8351 | 80579.2852 | 81931.5174 | 76355.2226 | 71360.0212 | 66691.6086 | 62493.5771 | 58240.237 | 54430.1281 | 86456.6407 | 81014.4614 | 95104.3454 | 88882.5657 | 83067.8184
QLD1 | PHES | 0 | 0 | 0 | 0 | 0.0001343 | 0.00012585 | 0.00011728 | 0.00010961 | 0.00010244 | 9.5992e-05 | 8.9459e-05 | 8.3606e-05 | 7.8137e-05 | 7.3218e-05 | 6.8235e-05 | 6.3771e-05 | 5.9599e-05 | 5.5848e-05 | 5.2047e-05 | 4.8642e-05 | 4.5459e-05 | 4.2598e-05 | 3.9699e-05 | 3.7102e-05 | 3.4674e-05
QLD1 | VPP | 0 | 0 | 0 | 0 | 0 | 0 | 0 | 0 | 0 | 0 | 0 | 0 | 0 | 0 | 0 | 0 | 0 | 0 | 0 | 0 | 0 | 0 | 0 | 0 | 0
Total |  | 0 | 92284.2817 | 21166.3631 | 31665.4642 | 36019.357 | 61404.2128 | 75307.916 | 131973.6982 | 154440.7754 | 191446.7591 | 201100.3737 | 275700.03 | 262167.5354 | 268836.106 | 254245.604 | 251932.8233 | 266259.5695 | 263528.5542 | 258723.2766 | 245144.1381 | 323543.8153 | 316470.5617 | 329145.8568 | 307612.9503 | 287488.7386
Region | Technology | 2026-27 | 2027-28 | 2028-29 | 2029-30 | 2030-31 | 2031-32 | 2032-33 | 2033-34 | 2034-35 | 2035-36 | 2036-37 | 2037-38 | 2038-39 | 2039-40 | 2040-41 | 2041-42 | 2042-43 | 2043-44 | 2044-45 | 2045-46 | 2046-47 | 2047-48 | 2048-49 | 2049-50 | 2050-51
VIC1 | Black Coal | 0 | 0 | 0 | 0 | 0 | 0 | 0 | 0 | 0 | 0 | 0 | 0 | 0 | 0 | 0 | 0 | 0 | 0 | 0 | 0 | 0 | 0 | 0 | 0 | 0
VIC1 | Brown Coal | 0 | -28875.214 | -134790.0394 | -125971.9997 | -142074.4727 | -133131.3219 | -124070.3461 | -115953.5945 | -108367.8453 | -34798.7742 | -32430.3544 | -30308.7424 | -28325.9275 | -26542.8976 | -24736.3764 | -23118.1088 | -21605.7091 | -20245.6962 | -18867.7653 | -17633.4255 | -16479.8369 | 0 | 0 | 0 | 0
VIC1 | CCGT | 0 | 0 | 0 | 0 | 0 | 0 | 0 | 0 | 0 | 0 | 0 | 0 | 0 | 0 | 0 | 0 | 0 | 0 | 0 | 0 | 0 | 0 | 0 | 0 | 0
VIC1 | Gas - Steam | 0 | 0 | 0 | 0 | 0 | 0 | 0 | 0 | 0 | 0 | 0 | 0 | 0 | 0 | 0 | 0 | 0 | 0 | 0 | 0 | 0 | 0 | 0 | 0 | 0
VIC1 | OCGT / Diesel | 0 | 6.772e-05 | 6639.1467 | 6204.81 | 5798.8878 | 7779.2201 | 11900.0982 | 11121.5871 | 12411.3548 | 15670.2445 | 14603.7208 | 13648.3372 | 12755.4554 | 11952.5387 | 11139.0437 | 10410.3212 | 9729.2722 | 15089.254 | 14062.2728 | 13142.311 | 12282.5336 | 11509.3859 | 10726.0521 | 10024.3478 | 9368.5493
VIC1 | Hydro | 0 | 0 | 0 | 0 | 0 | 0 | 0 | 0 | 0 | 0 | 0 | 0 | 0 | 0 | 0 | 0 | 0 | 0 | 0 | 0 | 0 | 0 | 0 | 0 | 0
VIC1 | Hydrogen Electrolyser | 0 | 0 | 0 | 0 | 1887.4529 | 6208.0086 | 13338.4845 | 23255.6486 | 34852.2219 | 39742.535 | 46702.373 | 49959.4623 | 52364.9409 | 53859.7221 | 54384.6256 | 54215.824 | 54470.0364 | 54339.5904 | 54003.9632 | 50470.9937 | 51876.0477 | 48810.1432 | 45488.1036 | 48305.3251 | 45145.1636
VIC1 | Wind | 0 | 15609.8862 | 154937.9032 | 207023.2425 | 253387.4922 | 310573.4318 | 355400.6367 | 417597.5151 | 449470.864 | 504303.6998 | 580133.1482 | 654035.9189 | 711366.8219 | 750825.6748 | 699724.1522 | 660778.3083 | 626078.4024 | 591493.5162 | 553526.9015 | 517641.7859 | 492602.6579 | 475568.744 | 443201.3281 | 414206.8485 | 387109.2041
VIC1 | Solar PV | 0 | 0.000232 | 1196.18 | 3168.9908 | 14360.254 | 13456.3202 | 12540.4772 | 11720.0722 | 12709.4494 | 11909.4288 | 11098.8679 | 17966.605 | 16791.2196 | 15811.471 | 14735.3354 | 21775.7422 | 20657.4824 | 22930.6604 | 21369.9897 | 19971.953 | 18692.5112 | 17515.8751 | 16790.4964 | 15692.0527 | 14665.4698
VIC1 | Grid Battery | 0 | 0.0078374 | 16776.5203 | 27959.0337 | 26129.9383 | 24485.1391 | 22818.673 | 21325.8627 | 39697.9211 | 37199.0591 | 34667.275 | 32399.3224 | 30279.7406 | 28373.7241 | 26442.5961 | 24712.7066 | 23095.9875 | 21642.1662 | 20169.1909 | 18849.7111 | 17616.5525 | 16507.6447 | 15384.1272 | 14377.689 | 13437.0925
VIC1 | PHES | 0 | 0 | 0 | 0 | 0 | 0 | 0 | 0 | 0 | 0 | 0 | 0 | 0 | 0 | 0 | 0 | 0 | 0 | 0 | 0 | 0 | 0 | 0 | 0 | 0
VIC1 | VPP | 0 | 0 | 0 | 0 | 0 | 0 | 0 | 0 | 0 | 0 | 0 | 0 | 0 | 0 | 0 | 0 | 0 | 0 | 0 | 0 | 0 | 0 | 0 | 0 | 0
Total |  | 0 | -13265.3197 | 44759.7107 | 118384.0774 | 159489.5525 | 229370.798 | 291928.0235 | 369067.0911 | 440773.9659 | 574026.193 | 654775.0304 | 737700.9033 | 795232.2507 | 834280.2332 | 781689.3767 | 748774.7935 | 712425.4718 | 685249.491 | 644264.5527 | 602443.3292 | 576590.466 | 569911.7929 | 531590.1073 | 502606.2631 | 469725.4794
Region | Technology | 2026-27 | 2027-28 | 2028-29 | 2029-30 | 2030-31 | 2031-32 | 2032-33 | 2033-34 | 2034-35 | 2035-36 | 2036-37 | 2037-38 | 2038-39 | 2039-40 | 2040-41 | 2041-42 | 2042-43 | 2043-44 | 2044-45 | 2045-46 | 2046-47 | 2047-48 | 2048-49 | 2049-50 | 2050-51
SA1 | Black Coal | 0 | 0 | 0 | 0 | 0 | 0 | 0 | 0 | 0 | 0 | 0 | 0 | 0 | 0 | 0 | 0 | 0 | 0 | 0 | 0 | 0 | 0 | 0 | 0 | 0
SA1 | Brown Coal | 0 | 0 | 0 | 0 | 0 | 0 | 0 | 0 | 0 | 0 | 0 | 0 | 0 | 0 | 0 | 0 | 0 | 0 | 0 | 0 | 0 | 0 | 0 | 0 | 0
SA1 | CCGT | 0 | 5.0964e-05 | 7.1702e-05 | 6.7011e-05 | 6.2627e-05 | 5.8685e-05 | 5.9327e-05 | 5.5446e-05 | 5.1819e-05 | 4.8557e-05 | 4.5252e-05 | 4.2292e-05 | 3.9525e-05 | 3.7037e-05 | 3.4516e-05 | 3.2258e-05 | 3.0148e-05 | 2.825e-05 | 2.6327e-05 | 2.4605e-05 | 2.2995e-05 | 2.1548e-05 | 2.0081e-05 | 1.8768e-05 | 7.6936e-05
SA1 | Gas - Steam | 0 | 0 | 0 | 0 | 0 | 0 | 0 | 0 | 0 | 0 | 0 | 0 | 0 | 0 | 0 | 0 | 0 | 0 | 0 | 0 | 0 | 0 | 0 | 0 | 0
SA1 | OCGT / Diesel | 0 | 4.6725e-05 | 6.4941e-05 | 6.0693e-05 | 5.6722e-05 | 7.4913e-05 | 0.00010618 | 9.9232e-05 | 9.4777e-05 | 0.00021864 | 0.00020376 | 0.00019274 | 0.00018013 | 0.00016879 | 0.0001573 | 0.00014701 | 0.00013739 | 0.00017821 | 0.00017432 | 0.00016292 | 0.00015226 | 0.00014268 | 0.00013296 | 0.00012427 | 886.8847
SA1 | Hydro | 0 | 0 | 0 | 0 | 0 | 0 | 0 | 0 | 0 | 0 | 0 | 0 | 0 | 0 | 0 | 0 | 0 | 0 | 0 | 0 | 0 | 0 | 0 | 0 | 0
SA1 | Hydrogen Electrolyser | 0 | 0 | 0 | 0 | 25934.5639 | 24633.4268 | 23789.4712 | 23027.8261 | 31205.4933 | 29460.6778 | 27902.564 | 26707.9982 | 25571.5031 | 24470.1381 | 23359.2288 | 22252.4593 | 23735.4491 | 24802.8461 | 25902.2131 | 25257.714 | 28319.0258 | 29899.0949 | 29562.1861 | 30406.4867 | 28417.2773
SA1 | Wind | 0 | 13615.4517 | 13619.1023 | 12728.1331 | 26793.091 | 26688.1213 | 29090.3182 | 30130.835 | 29070.0716 | 27240.2001 | 25386.2205 | 29345.4936 | 28390.5438 | 35395.5352 | 32986.4996 | 30918.2438 | 33752.76 | 31633.1013 | 34160.6285 | 31925.821 | 37094.2064 | 41099.1359 | 38389.7308 | 35878.2531 | 33531.0776
SA1 | Solar PV | 0 | 0.00053134 | 16311.7824 | 15244.6565 | 14247.3425 | 13350.5162 | 12441.8754 | 11627.921 | 24829.2023 | 23266.2804 | 21682.7673 | 34898.9837 | 32615.8726 | 30562.8038 | 28482.6861 | 29346.5745 | 27426.7051 | 34518.5262 | 32169.1803 | 30064.6545 | 28434.1709 | 26670.9302 | 24862.7646 | 23236.2286 | 21716.1015
SA1 | Grid Battery | 0 | 0.0039016 | 21351.1889 | 19954.3889 | 18648.9616 | 17475.0669 | 16285.7063 | 15220.2862 | 14224.5666 | 13329.1739 | 12421.9845 | 29330.3731 | 27411.5636 | 25686.0901 | 23937.8836 | 22371.8557 | 20908.2763 | 19592.1647 | 18258.7136 | 17064.2183 | 15947.8676 | 14943.9984 | 13926.9034 | 13015.7977 | 12164.2969
SA1 | PHES | 0 | 0 | 0 | 0 | 0 | 0 | 0 | 0 | 0 | 0 | 0 | 0 | 0 | 0 | 0 | 0 | 0 | 0 | 0 | 0 | 0 | 0 | 0 | 0 | 0
SA1 | VPP | 0 | 0 | 0 | 0 | 0 | 0 | 0 | 0 | 0 | 0 | 0 | 0 | 0 | 0 | 0 | 0 | 0 | 0 | 0 | 0 | 0 | 0 | 0 | 0 | 0
Total |  | 0 | 13615.4562 | 51282.0737 | 47927.1786 | 85623.9592 | 82147.1314 | 81607.3713 | 80006.8686 | 99329.3339 | 93296.3324 | 87393.5365 | 120282.8488 | 113989.4833 | 116114.5674 | 108766.2983 | 104889.1335 | 105823.1908 | 110546.6386 | 110490.7356 | 104312.408 | 109795.2707 | 112613.1596 | 106741.585 | 102536.7662 | 96715.6381
Region | Technology | 2026-27 | 2027-28 | 2028-29 | 2029-30 | 2030-31 | 2031-32 | 2032-33 | 2033-34 | 2034-35 | 2035-36 | 2036-37 | 2037-38 | 2038-39 | 2039-40 | 2040-41 | 2041-42 | 2042-43 | 2043-44 | 2044-45 | 2045-46 | 2046-47 | 2047-48 | 2048-49 | 2049-50 | 2050-51
TAS1 | Black Coal | 0 | 0 | 0 | 0 | 0 | 0 | 0 | 0 | 0 | 0 | 0 | 0 | 0 | 0 | 0 | 0 | 0 | 0 | 0 | 0 | 0 | 0 | 0 | 0 | 0
TAS1 | Brown Coal | 0 | 0 | 0 | 0 | 0 | 0 | 0 | 0 | 0 | 0 | 0 | 0 | 0 | 0 | 0 | 0 | 0 | 0 | 0 | 0 | 0 | 0 | 0 | 0 | 0
TAS1 | CCGT | 0 | 1.4041e-05 | 1.3086e-05 | 1.2229e-05 | 1.1429e-05 | 1.2022e-05 | 1.2736e-05 | 1.3234e-05 | 1.2368e-05 | 1.2354e-05 | 1.1513e-05 | 1.145e-05 | 1.0701e-05 | 1.0027e-05 | 1.0789e-05 | 1.0083e-05 | 9.4232e-06 | 1.0137e-05 | 9.4469e-06 | 8.8289e-06 | 8.2513e-06 | 7.7319e-06 | 9.3089e-06 | 9.0742e-06 | 2.4534e-05
TAS1 | Gas - Steam | 0 | 0 | 0 | 0 | 0 | 0 | 0 | 0 | 0 | 0 | 0 | 0 | 0 | 0 | 0 | 0 | 0 | 0 | 0 | 0 | 0 | 0 | 0 | 0 | 0
TAS1 | OCGT / Diesel | 0 | 4.1155e-05 | 3.8354e-05 | 3.7001e-05 | 3.5699e-05 | 4.3822e-05 | 5.5566e-05 | 7.1975e-05 | 7.2256e-05 | 7.6453e-05 | 7.1887e-05 | 7.0894e-05 | 7.04e-05 | 6.9793e-05 | 7.3621e-05 | 7.1519e-05 | 6.9115e-05 | 7.6146e-05 | 7.1605e-05 | 6.8254e-05 | 6.7601e-05 | 6.6464e-05 | 7.4348e-05 | 7.0562e-05 | 7.5934e-05
TAS1 | Hydro | 0 | 0 | 0 | 0 | 0 | 0 | 0 | 0 | 0 | 0 | 0 | 0 | 0 | 0 | 0 | 0 | 0 | 0 | 0 | 0 | 0 | 0 | 0 | 0 | 0
TAS1 | Hydrogen Electrolyser | 0 | 0 | 0 | 0 | 663.6868 | 1218.6578 | 2178.5814 | 2987.799 | 3398.7009 | 3184.7631 | 3110.951 | 2968.5806 | 2823.8271 | 2646.0759 | 4524.5327 | 4593.7185 | 4526.9124 | 4528.2329 | 4997.9947 | 4671.0231 | 5038.3874 | 4883.7558 | 4844.6991 | 5197.9288 | 4857.8774
TAS1 | Wind | 0 | 16029.5571 | 22407.8675 | 28181.1005 | 29156.5972 | 29962.9444 | 30293.5935 | 30606.9305 | 30754.9021 | 29946.719 | 29820.951 | 29675.4612 | 29377.1741 | 29059.5762 | 27081.7688 | 25310.0643 | 23654.2656 | 22165.3024 | 20656.7223 | 19305.3479 | 18042.3812 | 16906.6689 | 15755.9936 | 14725.2277 | 13761.895
TAS1 | Solar PV | 0 | 0.00014545 | 0.00021685 | 250.036 | 233.6785 | 218.9692 | 204.0661 | 190.7159 | 178.2392 | 1082.2694 | 1008.6096 | 942.6259 | 880.9587 | 825.5051 | 769.3209 | 718.9915 | 671.9547 | 629.6572 | 586.8025 | 548.4135 | 512.536 | 480.2735 | 447.5859 | 418.3046 | 390.9389
TAS1 | Grid Battery | 0 | 0.00060609 | 0.00058947 | 0.0011428 | 0.0010804 | 0.0010204 | 0.0010133 | 0.0010371 | 0.0010776 | 0.0012251 | 0.00119 | 0.0012473 | 0.0013546 | 0.0015018 | 0.0015823 | 0.0018091 | 0.0017053 | 0.0017448 | 0.0016539 | 0.0015893 | 0.0016845 | 0.0017168 | 0.0017449 | 0.0019114 | 0.001841
TAS1 | PHES | 0 | 0 | 0.00074132 | 0.0009306 | 0.00091615 | 0.00087602 | 0.00098815 | 0.0009663 | 0.00096612 | 0.0010151 | 0.00097314 | 0.00096857 | 0.00099133 | 0.00096314 | 0.000975 | 0.0011025 | 0.0010428 | 0.0011074 | 0.0010564 | 0.0010056 | 0.0010366 | 0.00099329 | 0.0010042 | 0.0010108 | 0.00096927
TAS1 | VPP | 0 | 0 | 0 | 0 | 0 | 0 | 0 | 0 | 0 | 0 | 0 | 0 | 0 | 0 | 0 | 0 | 0 | 0 | 0 | 0 | 0 | 0 | 0 | 0 | 0
Total |  | 0 | 16029.5579 | 22407.8691 | 28431.1386 | 30053.9645 | 31400.5734 | 32676.2431 | 33785.4475 | 34331.8443 | 34213.7538 | 33940.514 | 33586.67 | 33081.9624 | 32531.1597 | 32375.625 | 30622.7772 | 28853.1355 | 27323.1955 | 26241.5223 | 24524.7872 | 23593.3074 | 22270.7009 | 21048.2815 | 20341.4641 | 19010.7142

## BaseCase_Fuel Cost
Fuel cost by technology ($000s) - BaseCase, Accelerated Transition Scenario
Fuel | Real June 2025 dollars discounted to 1 July 2025
Explicitly modelled generation
Region | Technology | 2026-27 | 2027-28 | 2028-29 | 2029-30 | 2030-31 | 2031-32 | 2032-33 | 2033-34 | 2034-35 | 2035-36 | 2036-37 | 2037-38 | 2038-39 | 2039-40 | 2040-41 | 2041-42 | 2042-43 | 2043-44 | 2044-45 | 2045-46 | 2046-47 | 2047-48 | 2048-49 | 2049-50 | 2050-51
NEM | Black Coal | 2211649.692 | 1465343.538 | 298046.4408 | 70662.6285 | 60618.9782 | 57605.632 | 49585.0675 | 47264.5024 | 45509.1981 | 33176.9894 | 34065.169 | 0.00082497 | 0.00078933 | 0.00073256 | 0.00044338 | 0.00044546 | 0.00039714 | 0.00030613 | 0.00024571 | 0.0001782 | 0.00013509 | 0.00012425 | 0.00011148 | 0.00010765 | 0.0001342
NEM | Brown Coal | 185321.79 | 152612.5651 | 19777.0084 | 16507.5272 | 0.00023035 | 0.00021504 | 0.00018476 | 0.00015716 | 0.00013676 | 4.684e-05 | 4.1806e-05 | 3.8208e-05 | 3.5329e-05 | 3.3782e-05 | 3.2088e-05 | 2.8916e-05 | 2.7611e-05 | 2.5832e-05 | 2.3236e-05 | 2.2019e-05 | 2.0451e-05 | 0 | 0 | 0 | 0
NEM | CCGT | 1095485.008 | 892091.9464 | 1031428.4974 | 809514.6996 | 719021.0772 | 592747.6531 | 609985.657 | 569962.3822 | 535461.5486 | 439230.1765 | 370381.8822 | 329672.5121 | 289805.7202 | 254596.1444 | 229838.3621 | 188667.8472 | 180968.0853 | 147003.4204 | 123751.245 | 91830.8228 | 82665.6442 | 66244.0961 | 69738.148 | 61820.9938 | 44144.8179
NEM | Gas - Steam | 151285.9885 | 61438.9054 | 58296.6905 | 32685.8779 | 43847.4368 | 20366.717 | 19934.7284 | 3744.8275 | 19100.1072 | 4251.0765 | 3021.4509 | 5113.4099 | 707.4322 | 680.4238 | 619.3033 | 602.9191 | 609.2858 | 524.2553 | 466.3816 | 407.8874 | 392.3379 | 386.5482 | 336.7371 | 312.9875 | 0
NEM | OCGT / Diesel | 1820298.4404 | 995143.938 | 1853281.8168 | 1402022.9061 | 1326503.7761 | 1134955.6567 | 1104881.4847 | 796519.174 | 1147257.628 | 630989.1349 | 646762.1068 | 778444.561 | 747154.7579 | 762883.5351 | 634094.5425 | 495049.3269 | 245599.591 | 559287.626 | 274796.3342 | 354655.4878 | 322161.1314 | 194921.9364 | 312745.7842 | 186673.1989 | 324290.6886
NEM | Hydro | 0 | 0 | 0 | 0 | 0 | 0 | 0 | 0 | 0 | 0 | 0 | 0 | 0 | 0 | 0 | 0 | 0 | 0 | 0 | 0 | 0 | 0 | 0 | 0 | 0
NEM | Hydrogen Electrolyser | 0 | 0 | 0 | 0 | 0 | 0 | 0 | 0 | 0 | 0 | 0 | 0 | 0 | 0 | 0 | 0 | 0 | 0 | 0 | 0 | 0 | 0 | 0 | 0 | 0
NEM | Wind | 0 | 0 | 0 | 0 | 0 | 0 | 0 | 0 | 0 | 0 | 0 | 0 | 0 | 0 | 0 | 0 | 0 | 0 | 0 | 0 | 0 | 0 | 0 | 0 | 0
NEM | Solar PV | 0 | 0 | 0 | 0 | 0 | 0 | 0 | 0 | 0 | 0 | 0 | 0 | 0 | 0 | 0 | 0 | 0 | 0 | 0 | 0 | 0 | 0 | 0 | 0 | 0
NEM | Grid Battery | 0 | 0 | 0 | 0 | 0 | 0 | 0 | 0 | 0 | 0 | 0 | 0 | 0 | 0 | 0 | 0 | 0 | 0 | 0 | 0 | 0 | 0 | 0 | 0 | 0
NEM | PHES | 0 | 0 | 0 | 0 | 0 | 0 | 0 | 0 | 0 | 0 | 0 | 0 | 0 | 0 | 0 | 0 | 0 | 0 | 0 | 0 | 0 | 0 | 0 | 0 | 0
NEM | VPP | 0 | 0 | 0 | 0 | 0 | 0 | 0 | 0 | 0 | 0 | 0 | 0 | 0 | 0 | 0 | 0 | 0 | 0 | 0 | 0 | 0 | 0 | 0 | 0 | 0
Total |  | 5464040.9189 | 3566630.8929 | 3260830.454 | 2331393.6393 | 2149991.2686 | 1805675.659 | 1784386.9378 | 1417490.8862 | 1747328.482 | 1107647.3774 | 1054230.609 | 1113230.4839 | 1037667.9112 | 1018160.104 | 864552.2085 | 684320.0936 | 427176.9625 | 706815.3021 | 399013.9611 | 446894.1983 | 405219.1137 | 261552.5808 | 382820.6694 | 248807.1803 | 368435.5066
Region | Technology | 2026-27 | 2027-28 | 2028-29 | 2029-30 | 2030-31 | 2031-32 | 2032-33 | 2033-34 | 2034-35 | 2035-36 | 2036-37 | 2037-38 | 2038-39 | 2039-40 | 2040-41 | 2041-42 | 2042-43 | 2043-44 | 2044-45 | 2045-46 | 2046-47 | 2047-48 | 2048-49 | 2049-50 | 2050-51
NSW1 | Black Coal | 1232147.104 | 683307.644 | 158633.6899 | 0.0021506 | 0.0016445 | 0.0013994 | 0.0012758 | 0.00028012 | 0.00026239 | 0.00023662 | 0.00017938 | 0.00019526 | 0.00017322 | 0.00015668 | 0 | 0 | 0 | 0 | 0 | 0 | 0 | 0 | 0 | 0 | 0
NSW1 | Brown Coal | 0 | 0 | 0 | 0 | 0 | 0 | 0 | 0 | 0 | 0 | 0 | 0 | 0 | 0 | 0 | 0 | 0 | 0 | 0 | 0 | 0 | 0 | 0 | 0 | 0
NSW1 | CCGT | 431227.712 | 327624.6096 | 327735.3943 | 288274.8741 | 223747.73 | 176811.6499 | 203547.7058 | 202124.1457 | 158370.3057 | 168046.1775 | 147895.2694 | 148814.4174 | 130946.6212 | 121710.7772 | 116373.157 | 100444.261 | 95748.8969 | 64592.1608 | 60512.9967 | 53933.4047 | 55010.2566 | 41630.9926 | 45956.5565 | 42141.0005 | 44144.8134
NSW1 | Gas - Steam | 0 | 0 | 0 | 0 | 0 | 0 | 0 | 0 | 0 | 0 | 0 | 0 | 0 | 0 | 0 | 0 | 0 | 0 | 0 | 0 | 0 | 0 | 0 | 0 | 0
NSW1 | OCGT / Diesel | 847079.6285 | 536671.9041 | 719378.3535 | 508882.9819 | 455481.55 | 444818.7494 | 353610.9724 | 279104.5477 | 371515.3833 | 268446.7039 | 253578.4756 | 316066.2301 | 350682.0449 | 317342.8661 | 295840.977 | 184606.0472 | 121767.8371 | 253876.2952 | 120750.0601 | 153827.1593 | 127068.2766 | 101479.7712 | 118409.4448 | 101941.4734 | 129187.133
NSW1 | Hydro | 0 | 0 | 0 | 0 | 0 | 0 | 0 | 0 | 0 | 0 | 0 | 0 | 0 | 0 | 0 | 0 | 0 | 0 | 0 | 0 | 0 | 0 | 0 | 0 | 0
NSW1 | Hydrogen Electrolyser | 0 | 0 | 0 | 0 | 0 | 0 | 0 | 0 | 0 | 0 | 0 | 0 | 0 | 0 | 0 | 0 | 0 | 0 | 0 | 0 | 0 | 0 | 0 | 0 | 0
NSW1 | Wind | 0 | 0 | 0 | 0 | 0 | 0 | 0 | 0 | 0 | 0 | 0 | 0 | 0 | 0 | 0 | 0 | 0 | 0 | 0 | 0 | 0 | 0 | 0 | 0 | 0
NSW1 | Solar PV | 0 | 0 | 0 | 0 | 0 | 0 | 0 | 0 | 0 | 0 | 0 | 0 | 0 | 0 | 0 | 0 | 0 | 0 | 0 | 0 | 0 | 0 | 0 | 0 | 0
NSW1 | Grid Battery | 0 | 0 | 0 | 0 | 0 | 0 | 0 | 0 | 0 | 0 | 0 | 0 | 0 | 0 | 0 | 0 | 0 | 0 | 0 | 0 | 0 | 0 | 0 | 0 | 0
NSW1 | PHES | 0 | 0 | 0 | 0 | 0 | 0 | 0 | 0 | 0 | 0 | 0 | 0 | 0 | 0 | 0 | 0 | 0 | 0 | 0 | 0 | 0 | 0 | 0 | 0 | 0
NSW1 | VPP | 0 | 0 | 0 | 0 | 0 | 0 | 0 | 0 | 0 | 0 | 0 | 0 | 0 | 0 | 0 | 0 | 0 | 0 | 0 | 0 | 0 | 0 | 0 | 0 | 0
Total |  | 2510454.4445 | 1547604.1577 | 1205747.4377 | 797157.8581 | 679229.2816 | 621630.4007 | 557158.6795 | 481228.6937 | 529885.6893 | 436492.8817 | 401473.7451 | 464880.6476 | 481628.6663 | 439053.6434 | 412214.1341 | 285050.3081 | 217516.734 | 318468.456 | 181263.0568 | 207760.564 | 182078.5332 | 143110.7638 | 164366.0013 | 144082.4739 | 173331.9464
Region | Technology | 2026-27 | 2027-28 | 2028-29 | 2029-30 | 2030-31 | 2031-32 | 2032-33 | 2033-34 | 2034-35 | 2035-36 | 2036-37 | 2037-38 | 2038-39 | 2039-40 | 2040-41 | 2041-42 | 2042-43 | 2043-44 | 2044-45 | 2045-46 | 2046-47 | 2047-48 | 2048-49 | 2049-50 | 2050-51
QLD1 | Black Coal | 979502.588 | 782035.894 | 139412.751 | 70662.6263 | 60618.9766 | 57605.6306 | 49585.0662 | 47264.5021 | 45509.1978 | 33176.9892 | 34065.1689 | 0.00062971 | 0.00061612 | 0.00057588 | 0.00044338 | 0.00044546 | 0.00039714 | 0.00030613 | 0.00024571 | 0.0001782 | 0.00013509 | 0.00012425 | 0.00011148 | 0.00010765 | 0.0001342
QLD1 | Brown Coal | 0 | 0 | 0 | 0 | 0 | 0 | 0 | 0 | 0 | 0 | 0 | 0 | 0 | 0 | 0 | 0 | 0 | 0 | 0 | 0 | 0 | 0 | 0 | 0 | 0
QLD1 | CCGT | 502343.644 | 398513.3309 | 554605.6284 | 409100.4951 | 372746.8969 | 316560.7129 | 311955.6528 | 276413.6022 | 276180.9286 | 206848.5049 | 162845.0029 | 180858.0928 | 158859.0972 | 132885.3656 | 113465.2035 | 88223.5847 | 85219.1871 | 82411.2583 | 63238.2471 | 37897.4171 | 27655.3866 | 24613.1026 | 23781.5905 | 19679.9925 | 0.0012826
QLD1 | Gas - Steam | 2271.4125 | 1780.2334 | 1954.5505 | 1836.1619 | 1575.3528 | 1399.083 | 1299.4264 | 1203.542 | 1122.2092 | 878.9207 | 901.8387 | 843.7159 | 707.432 | 680.4238 | 619.3033 | 602.9191 | 609.2858 | 524.2553 | 466.3816 | 407.8874 | 392.3379 | 386.5482 | 336.7371 | 312.9875 | 0
QLD1 | OCGT / Diesel | 417844.2795 | 62094.7984 | 311189.7535 | 278580.3784 | 249632.7132 | 200353.3861 | 127108.6204 | 92331.4079 | 161229.2969 | 68119.5136 | 106865.1007 | 104562.098 | 107194.1359 | 113910.5159 | 79427.9403 | 50653.0914 | 28330.689 | 58742.3516 | 35052.6045 | 71878.2286 | 25593.1755 | 21213.6996 | 42081.3428 | 4255.4826 | 32371.5683
QLD1 | Hydro | 0 | 0 | 0 | 0 | 0 | 0 | 0 | 0 | 0 | 0 | 0 | 0 | 0 | 0 | 0 | 0 | 0 | 0 | 0 | 0 | 0 | 0 | 0 | 0 | 0
QLD1 | Hydrogen Electrolyser | 0 | 0 | 0 | 0 | 0 | 0 | 0 | 0 | 0 | 0 | 0 | 0 | 0 | 0 | 0 | 0 | 0 | 0 | 0 | 0 | 0 | 0 | 0 | 0 | 0
QLD1 | Wind | 0 | 0 | 0 | 0 | 0 | 0 | 0 | 0 | 0 | 0 | 0 | 0 | 0 | 0 | 0 | 0 | 0 | 0 | 0 | 0 | 0 | 0 | 0 | 0 | 0
QLD1 | Solar PV | 0 | 0 | 0 | 0 | 0 | 0 | 0 | 0 | 0 | 0 | 0 | 0 | 0 | 0 | 0 | 0 | 0 | 0 | 0 | 0 | 0 | 0 | 0 | 0 | 0
QLD1 | Grid Battery | 0 | 0 | 0 | 0 | 0 | 0 | 0 | 0 | 0 | 0 | 0 | 0 | 0 | 0 | 0 | 0 | 0 | 0 | 0 | 0 | 0 | 0 | 0 | 0 | 0
QLD1 | PHES | 0 | 0 | 0 | 0 | 0 | 0 | 0 | 0 | 0 | 0 | 0 | 0 | 0 | 0 | 0 | 0 | 0 | 0 | 0 | 0 | 0 | 0 | 0 | 0 | 0
QLD1 | VPP | 0 | 0 | 0 | 0 | 0 | 0 | 0 | 0 | 0 | 0 | 0 | 0 | 0 | 0 | 0 | 0 | 0 | 0 | 0 | 0 | 0 | 0 | 0 | 0 | 0
Total |  | 1901961.924 | 1244424.2567 | 1007162.6834 | 760179.6617 | 684573.9395 | 575918.8126 | 489948.7658 | 417213.0541 | 484041.6325 | 309023.9285 | 304677.1111 | 286263.9074 | 266760.6658 | 247476.3058 | 193512.4476 | 139479.5957 | 114159.1622 | 141677.8655 | 98757.2335 | 110183.5333 | 53640.9001 | 46213.3505 | 66199.6706 | 24248.4627 | 32371.5697
Region | Technology | 2026-27 | 2027-28 | 2028-29 | 2029-30 | 2030-31 | 2031-32 | 2032-33 | 2033-34 | 2034-35 | 2035-36 | 2036-37 | 2037-38 | 2038-39 | 2039-40 | 2040-41 | 2041-42 | 2042-43 | 2043-44 | 2044-45 | 2045-46 | 2046-47 | 2047-48 | 2048-49 | 2049-50 | 2050-51
VIC1 | Black Coal | 0 | 0 | 0 | 0 | 0 | 0 | 0 | 0 | 0 | 0 | 0 | 0 | 0 | 0 | 0 | 0 | 0 | 0 | 0 | 0 | 0 | 0 | 0 | 0 | 0
VIC1 | Brown Coal | 185321.79 | 152612.5651 | 19777.0084 | 16507.5272 | 0.00023035 | 0.00021504 | 0.00018476 | 0.00015716 | 0.00013676 | 4.684e-05 | 4.1806e-05 | 3.8208e-05 | 3.5329e-05 | 3.3782e-05 | 3.2088e-05 | 2.8916e-05 | 2.7611e-05 | 2.5832e-05 | 2.3236e-05 | 2.2019e-05 | 2.0451e-05 | 0 | 0 | 0 | 0
VIC1 | CCGT | 0 | 0 | 0 | 0 | 0 | 0 | 0 | 0 | 0 | 0 | 0 | 0 | 0 | 0 | 0 | 0 | 0 | 0 | 0 | 0 | 0 | 0 | 0 | 0 | 0
VIC1 | Gas - Steam | 149014.576 | 59658.672 | 56342.14 | 30849.716 | 42272.084 | 18967.634 | 18635.302 | 2541.2855 | 17977.898 | 3372.1558 | 2119.6122 | 4269.694 | 0.00023705 | 0 | 0 | 0 | 0 | 0 | 0 | 0 | 0 | 0 | 0 | 0 | 0
VIC1 | OCGT / Diesel | 350362.3224 | 243709.8103 | 628069.5104 | 473231.4024 | 469775.415 | 359552.6032 | 513628.7309 | 341088.0018 | 503376.8003 | 245395.8155 | 247277.5053 | 304458.7636 | 233628.9925 | 284407.65 | 221934.7648 | 224173.3387 | 77749.1375 | 210557.3116 | 109043.0581 | 117353.3587 | 160133.7581 | 67517.126 | 140436.6499 | 74748.4914 | 137595.0196
VIC1 | Hydro | 0 | 0 | 0 | 0 | 0 | 0 | 0 | 0 | 0 | 0 | 0 | 0 | 0 | 0 | 0 | 0 | 0 | 0 | 0 | 0 | 0 | 0 | 0 | 0 | 0
VIC1 | Hydrogen Electrolyser | 0 | 0 | 0 | 0 | 0 | 0 | 0 | 0 | 0 | 0 | 0 | 0 | 0 | 0 | 0 | 0 | 0 | 0 | 0 | 0 | 0 | 0 | 0 | 0 | 0
VIC1 | Wind | 0 | 0 | 0 | 0 | 0 | 0 | 0 | 0 | 0 | 0 | 0 | 0 | 0 | 0 | 0 | 0 | 0 | 0 | 0 | 0 | 0 | 0 | 0 | 0 | 0
VIC1 | Solar PV | 0 | 0 | 0 | 0 | 0 | 0 | 0 | 0 | 0 | 0 | 0 | 0 | 0 | 0 | 0 | 0 | 0 | 0 | 0 | 0 | 0 | 0 | 0 | 0 | 0
VIC1 | Grid Battery | 0 | 0 | 0 | 0 | 0 | 0 | 0 | 0 | 0 | 0 | 0 | 0 | 0 | 0 | 0 | 0 | 0 | 0 | 0 | 0 | 0 | 0 | 0 | 0 | 0
VIC1 | PHES | 0 | 0 | 0 | 0 | 0 | 0 | 0 | 0 | 0 | 0 | 0 | 0 | 0 | 0 | 0 | 0 | 0 | 0 | 0 | 0 | 0 | 0 | 0 | 0 | 0
VIC1 | VPP | 0 | 0 | 0 | 0 | 0 | 0 | 0 | 0 | 0 | 0 | 0 | 0 | 0 | 0 | 0 | 0 | 0 | 0 | 0 | 0 | 0 | 0 | 0 | 0 | 0
Total |  | 684698.6884 | 455981.0474 | 704188.6588 | 520588.6456 | 512047.4992 | 378520.2374 | 532264.0331 | 343629.2874 | 521354.6985 | 248767.9713 | 249397.1175 | 308728.4577 | 233628.9928 | 284407.6501 | 221934.7649 | 224173.3387 | 77749.1375 | 210557.3116 | 109043.0581 | 117353.3587 | 160133.7581 | 67517.126 | 140436.6499 | 74748.4914 | 137595.0196
Region | Technology | 2026-27 | 2027-28 | 2028-29 | 2029-30 | 2030-31 | 2031-32 | 2032-33 | 2033-34 | 2034-35 | 2035-36 | 2036-37 | 2037-38 | 2038-39 | 2039-40 | 2040-41 | 2041-42 | 2042-43 | 2043-44 | 2044-45 | 2045-46 | 2046-47 | 2047-48 | 2048-49 | 2049-50 | 2050-51
SA1 | Black Coal | 0 | 0 | 0 | 0 | 0 | 0 | 0 | 0 | 0 | 0 | 0 | 0 | 0 | 0 | 0 | 0 | 0 | 0 | 0 | 0 | 0 | 0 | 0 | 0 | 0
SA1 | Brown Coal | 0 | 0 | 0 | 0 | 0 | 0 | 0 | 0 | 0 | 0 | 0 | 0 | 0 | 0 | 0 | 0 | 0 | 0 | 0 | 0 | 0 | 0 | 0 | 0 | 0
SA1 | CCGT | 161913.652 | 165954.0054 | 149087.4742 | 112139.33 | 122526.4499 | 99375.2898 | 94482.2979 | 91424.6338 | 100910.3138 | 64335.4935 | 59641.6094 | 0.0014118 | 0.0012843 | 0.0011928 | 0.0010862 | 0.0010108 | 0.00093613 | 0.00087096 | 0.00078074 | 0.00070104 | 0.00067286 | 0.00062692 | 0.0005858 | 0.00053817 | 0.0022653
SA1 | Gas - Steam | 0 | 0 | 0 | 0 | 0 | 0 | 0 | 0 | 0 | 0 | 0 | 0 | 0 | 0 | 0 | 0 | 0 | 0 | 0 | 0 | 0 | 0 | 0 | 0 | 0
SA1 | OCGT / Diesel | 204930.2418 | 152667.424 | 194215.3235 | 141286.9958 | 151541.4948 | 130230.9172 | 110304.7 | 83975.835 | 111078.6244 | 48900.1144 | 39008.1737 | 53156.3141 | 55454.949 | 47218.7131 | 36825.7362 | 35457.679 | 17717.2079 | 35547.4621 | 9785.4167 | 11579.6217 | 9365.9208 | 4711.3392 | 11080.6157 | 5682.6724 | 25136.9668
SA1 | Hydro | 0 | 0 | 0 | 0 | 0 | 0 | 0 | 0 | 0 | 0 | 0 | 0 | 0 | 0 | 0 | 0 | 0 | 0 | 0 | 0 | 0 | 0 | 0 | 0 | 0
SA1 | Hydrogen Electrolyser | 0 | 0 | 0 | 0 | 0 | 0 | 0 | 0 | 0 | 0 | 0 | 0 | 0 | 0 | 0 | 0 | 0 | 0 | 0 | 0 | 0 | 0 | 0 | 0 | 0
SA1 | Wind | 0 | 0 | 0 | 0 | 0 | 0 | 0 | 0 | 0 | 0 | 0 | 0 | 0 | 0 | 0 | 0 | 0 | 0 | 0 | 0 | 0 | 0 | 0 | 0 | 0
SA1 | Solar PV | 0 | 0 | 0 | 0 | 0 | 0 | 0 | 0 | 0 | 0 | 0 | 0 | 0 | 0 | 0 | 0 | 0 | 0 | 0 | 0 | 0 | 0 | 0 | 0 | 0
SA1 | Grid Battery | 0 | 0 | 0 | 0 | 0 | 0 | 0 | 0 | 0 | 0 | 0 | 0 | 0 | 0 | 0 | 0 | 0 | 0 | 0 | 0 | 0 | 0 | 0 | 0 | 0
SA1 | PHES | 0 | 0 | 0 | 0 | 0 | 0 | 0 | 0 | 0 | 0 | 0 | 0 | 0 | 0 | 0 | 0 | 0 | 0 | 0 | 0 | 0 | 0 | 0 | 0 | 0
SA1 | VPP | 0 | 0 | 0 | 0 | 0 | 0 | 0 | 0 | 0 | 0 | 0 | 0 | 0 | 0 | 0 | 0 | 0 | 0 | 0 | 0 | 0 | 0 | 0 | 0 | 0
Total |  | 366843.8938 | 318621.4294 | 343302.7977 | 253426.3257 | 274067.9447 | 229606.2071 | 204786.9978 | 175400.4688 | 211988.9382 | 113235.6079 | 98649.7831 | 53156.3155 | 55454.9502 | 47218.7143 | 36825.7372 | 35457.68 | 17717.2088 | 35547.463 | 9785.4175 | 11579.6224 | 9365.9214 | 4711.3398 | 11080.6163 | 5682.6729 | 25136.969
Region | Technology | 2026-27 | 2027-28 | 2028-29 | 2029-30 | 2030-31 | 2031-32 | 2032-33 | 2033-34 | 2034-35 | 2035-36 | 2036-37 | 2037-38 | 2038-39 | 2039-40 | 2040-41 | 2041-42 | 2042-43 | 2043-44 | 2044-45 | 2045-46 | 2046-47 | 2047-48 | 2048-49 | 2049-50 | 2050-51
TAS1 | Black Coal | 0 | 0 | 0 | 0 | 0 | 0 | 0 | 0 | 0 | 0 | 0 | 0 | 0 | 0 | 0 | 0 | 0 | 0 | 0 | 0 | 0 | 0 | 0 | 0 | 0
TAS1 | Brown Coal | 0 | 0 | 0 | 0 | 0 | 0 | 0 | 0 | 0 | 0 | 0 | 0 | 0 | 0 | 0 | 0 | 0 | 0 | 0 | 0 | 0 | 0 | 0 | 0 | 0
TAS1 | CCGT | 0 | 0.00048552 | 0.00044671 | 0.00041388 | 0.00041541 | 0.00045989 | 0.0004923 | 0.00051531 | 0.00051917 | 0.00051612 | 0.0004992 | 0.0004976 | 0.0004846 | 0.00046627 | 0.0004845 | 0.00045367 | 0.00041644 | 0.00043682 | 0.00039649 | 0.00035675 | 0.00034215 | 0.0003127 | 0.00036461 | 0.00035131 | 0.00091627
TAS1 | Gas - Steam | 0 | 0 | 0 | 0 | 0 | 0 | 0 | 0 | 0 | 0 | 0 | 0 | 0 | 0 | 0 | 0 | 0 | 0 | 0 | 0 | 0 | 0 | 0 | 0 | 0
TAS1 | OCGT / Diesel | 81.9682 | 0.0012094 | 428.8759 | 41.1477 | 72.6032 | 0.00081532 | 228.461 | 19.3817 | 57.5231 | 126.9875 | 32.8516 | 201.1552 | 194.6357 | 3.79 | 65.1242 | 159.1705 | 34.7194 | 564.2055 | 165.1949 | 17.1195 | 0.0004641 | 0.00035428 | 737.7309 | 45.0791 | 0.00092405
TAS1 | Hydro | 0 | 0 | 0 | 0 | 0 | 0 | 0 | 0 | 0 | 0 | 0 | 0 | 0 | 0 | 0 | 0 | 0 | 0 | 0 | 0 | 0 | 0 | 0 | 0 | 0
TAS1 | Hydrogen Electrolyser | 0 | 0 | 0 | 0 | 0 | 0 | 0 | 0 | 0 | 0 | 0 | 0 | 0 | 0 | 0 | 0 | 0 | 0 | 0 | 0 | 0 | 0 | 0 | 0 | 0
TAS1 | Wind | 0 | 0 | 0 | 0 | 0 | 0 | 0 | 0 | 0 | 0 | 0 | 0 | 0 | 0 | 0 | 0 | 0 | 0 | 0 | 0 | 0 | 0 | 0 | 0 | 0
TAS1 | Solar PV | 0 | 0 | 0 | 0 | 0 | 0 | 0 | 0 | 0 | 0 | 0 | 0 | 0 | 0 | 0 | 0 | 0 | 0 | 0 | 0 | 0 | 0 | 0 | 0 | 0
TAS1 | Grid Battery | 0 | 0 | 0 | 0 | 0 | 0 | 0 | 0 | 0 | 0 | 0 | 0 | 0 | 0 | 0 | 0 | 0 | 0 | 0 | 0 | 0 | 0 | 0 | 0 | 0
TAS1 | PHES | 0 | 0 | 0 | 0 | 0 | 0 | 0 | 0 | 0 | 0 | 0 | 0 | 0 | 0 | 0 | 0 | 0 | 0 | 0 | 0 | 0 | 0 | 0 | 0 | 0
TAS1 | VPP | 0 | 0 | 0 | 0 | 0 | 0 | 0 | 0 | 0 | 0 | 0 | 0 | 0 | 0 | 0 | 0 | 0 | 0 | 0 | 0 | 0 | 0 | 0 | 0 | 0
Total |  | 81.9682 | 0.001695 | 428.8763 | 41.1481 | 72.6036 | 0.0012752 | 228.4615 | 19.3822 | 57.5236 | 126.988 | 32.8521 | 201.1557 | 194.6361 | 3.7905 | 65.1247 | 159.171 | 34.7199 | 564.206 | 165.1953 | 17.1199 | 0.00080625 | 0.00066698 | 737.7313 | 45.0794 | 0.0018403

## BaseCase_Build Cost
New generation build cost (CAPEX) by technology ($000s) - BaseCase, Accelerated Transition Scenario
CAPEX | Real June 2025 dollars discounted to 1 July 2025. The total capital costs are annualised for modelling purposes. Build costs do not include capital costs of existing, committed and anticipated generators and transmission projects since there will be no difference in these costs between the Base Case and option case.
Explicitly modelled generation
Region | Technology | 2026-27 | 2027-28 | 2028-29 | 2029-30 | 2030-31 | 2031-32 | 2032-33 | 2033-34 | 2034-35 | 2035-36 | 2036-37 | 2037-38 | 2038-39 | 2039-40 | 2040-41 | 2041-42 | 2042-43 | 2043-44 | 2044-45 | 2045-46 | 2046-47 | 2047-48 | 2048-49 | 2049-50 | 2050-51
NEM | Black Coal | 0 | 0 | 0 | 0 | 0 | 0 | 0 | 0 | 0 | 0 | 0 | 0 | 0 | 0 | 0 | 0 | 0 | 0 | 0 | 0 | 0 | 0 | 0 | 0 | 0
NEM | Brown Coal | 0 | 0 | 0 | 0 | 0 | 0 | 0 | 0 | 0 | 0 | 0 | 0 | 0 | 0 | 0 | 0 | 0 | 0 | 0 | 0 | 0 | 0 | 0 | 0 | 0
NEM | CCGT | 0 | 0.0035497 | 0.0053187 | 0.0049708 | 0.0046456 | 0.0043812 | 0.0042001 | 0.0039523 | 0.0036937 | 0.0034769 | 0.0032402 | 0.0030425 | 0.0028435 | 0.0026645 | 0.0025133 | 0.0023489 | 0.0021952 | 0.0020846 | 0.0019428 | 0.0018157 | 0.0016969 | 0.0015901 | 0.001527 | 0.0014352 | 0.0040426
NEM | Gas - Steam | 0 | 0 | 0 | 0 | 0 | 0 | 0 | 0 | 0 | 0 | 0 | 0 | 0 | 0 | 0 | 0 | 0 | 0 | 0 | 0 | 0 | 0 | 0 | 0 | 0
NEM | OCGT / Diesel | 0 | 0.0041586 | 83470.3261 | 78009.6506 | 85668.2667 | 104449.6181 | 142720.074 | 133383.247 | 158923.8351 | 218801.4414 | 203909.7199 | 225324.2216 | 210583.3846 | 197327.8087 | 183897.5921 | 171866.9085 | 160623.279 | 232620.8683 | 216788.5909 | 202606.1597 | 203515.1314 | 190704.4803 | 198596.548 | 185604.2504 | 193099.0896
NEM | Hydro | 0 | 0 | 0 | 0 | 0 | 0 | 0 | 0 | 0 | 0 | 0 | 0 | 0 | 0 | 0 | 0 | 0 | 0 | 0 | 0 | 0 | 0 | 0 | 0 | 0
NEM | Hydrogen Electrolyser | 0 | 0 | 0 | 0 | 204051.4319 | 245882.8839 | 388181.5398 | 537010.8313 | 711933.6759 | 752332.9339 | 786554.0345 | 818925.8893 | 833433.6733 | 841594.7309 | 801617.1985 | 754398.4517 | 686861.9208 | 597054.0831 | 500814.8793 | 428345.774 | 466271.8522 | 434743.4557 | 389371.323 | 369511.4204 | 283863.7753
NEM | Wind | 0 | 1867428.1164 | 4115806.9276 | 4063837.0144 | 4141046.8569 | 4159044.596 | 4577316.7895 | 5267839.7672 | 5194754.5277 | 5048681.1153 | 5023425.7886 | 5181612.6662 | 5058585.4078 | 5014334.1683 | 4674825.2031 | 4906484.3475 | 4850103.0079 | 4632912.6966 | 4409585.0299 | 4124286.1648 | 4212732.1468 | 4216199.2237 | 3969873.8033 | 3710162.4319 | 3467441.5242
NEM | Solar PV | 0 | 0.017523 | 651155.3534 | 1240572.2558 | 1285008.6573 | 1204121.3179 | 1122168.307 | 1099175.2204 | 1357799.896 | 1369026.8188 | 1383645.9805 | 1966743.8717 | 1869378.9991 | 1896295.4497 | 1842855.3687 | 1812413.5664 | 1812456.7518 | 1954056.3367 | 1827703.3254 | 1708133.9487 | 1976676.8394 | 1981982.3156 | 1881412.7892 | 1758329.709 | 1643298.793
NEM | Grid Battery | 0 | 62400.2511 | 751121.1027 | 979076.3623 | 933927.0758 | 875139.2409 | 837671.7403 | 782870.7858 | 827972.4501 | 775854.1335 | 723049.1634 | 799075.9553 | 746799.9588 | 718315.8799 | 669426.9889 | 625632.707 | 584703.4651 | 547898.1824 | 510607.9943 | 477203.733 | 547757.1821 | 497167.0825 | 340482.1651 | 246667.6079 | 225650.2509
NEM | PHES | 0 | 0 | 0.011417 | 0.011532 | 0.015998 | 0.015111 | 0.01606 | 0.016591 | 0.015775 | 0.015169 | 0.014335 | 0.014105 | 0.013502 | 0.013002 | 0.012409 | 0.012374 | 0.011884 | 0.01207 | 0.012444 | 0.011766 | 0.011624 | 0.011145 | 0.011581 | 0.011091 | 0.010578
NEM | VPP | 0 | 0 | 0 | 0 | 0 | 0 | 0 | 0 | 0 | 0 | 0 | 0 | 0 | 0 | 0 | 0 | 0 | 0 | 0 | 0 | 0 | 0 | 0 | 0 | 0
Total |  | 0 | 1929828.3927 | 5601553.7265 | 6361495.2995 | 6649702.3092 | 6588637.6763 | 7068058.4709 | 7820279.8722 | 8251384.4044 | 8164696.4615 | 8120584.7046 | 8991682.6212 | 8718781.44 | 8667868.0532 | 8172622.3662 | 8270795.9959 | 8094748.4387 | 7964542.1813 | 7465499.834 | 6940575.7938 | 7406953.1652 | 7320796.5706 | 6779736.6416 | 6270275.4322 | 5813353.4477
Region | Technology | 2026-27 | 2027-28 | 2028-29 | 2029-30 | 2030-31 | 2031-32 | 2032-33 | 2033-34 | 2034-35 | 2035-36 | 2036-37 | 2037-38 | 2038-39 | 2039-40 | 2040-41 | 2041-42 | 2042-43 | 2043-44 | 2044-45 | 2045-46 | 2046-47 | 2047-48 | 2048-49 | 2049-50 | 2050-51
NSW1 | Black Coal | 0 | 0 | 0 | 0 | 0 | 0 | 0 | 0 | 0 | 0 | 0 | 0 | 0 | 0 | 0 | 0 | 0 | 0 | 0 | 0 | 0 | 0 | 0 | 0 | 0
NSW1 | Brown Coal | 0 | 0 | 0 | 0 | 0 | 0 | 0 | 0 | 0 | 0 | 0 | 0 | 0 | 0 | 0 | 0 | 0 | 0 | 0 | 0 | 0 | 0 | 0 | 0 | 0
NSW1 | CCGT | 0 | 0.0012544 | 0.0016324 | 0.0015256 | 0.0014258 | 0.0013361 | 0.0012451 | 0.0011637 | 0.0010875 | 0.0010191 | 0.00094972 | 0.00088759 | 0.00082952 | 0.00077731 | 0.0007244 | 0.00067701 | 0.00063272 | 0.00059289 | 0.00055254 | 0.00051639 | 0.00048261 | 0.00045223 | 0.00042145 | 0.00039388 | 0.00099244
NSW1 | Gas - Steam | 0 | 0 | 0 | 0 | 0 | 0 | 0 | 0 | 0 | 0 | 0 | 0 | 0 | 0 | 0 | 0 | 0 | 0 | 0 | 0 | 0 | 0 | 0 | 0 | 0
NSW1 | OCGT / Diesel | 0 | 0.00096527 | 0.0038665 | 0.0036136 | 0.0033772 | 0.0043299 | 0.019541 | 0.018263 | 15032.9149 | 45311.1911 | 42227.2917 | 74219.148 | 69363.6897 | 64997.4589 | 60573.7036 | 56610.9379 | 52907.4186 | 73002.4952 | 68033.9135 | 63583.0967 | 59423.4549 | 55682.9313 | 51893.1269 | 48498.2494 | 57089.6361
NSW1 | Hydro | 0 | 0 | 0 | 0 | 0 | 0 | 0 | 0 | 0 | 0 | 0 | 0 | 0 | 0 | 0 | 0 | 0 | 0 | 0 | 0 | 0 | 0 | 0 | 0 | 0
NSW1 | Hydrogen Electrolyser | 0 | 0 | 0 | 0 | 17669.9661 | 33642.9709 | 129252.2142 | 182120.004 | 226982.0074 | 245535.4332 | 261540.4096 | 273579.7907 | 283377.7781 | 290697.2339 | 341318.2492 | 323949.9988 | 272979.3365 | 237717.5446 | 200871.615 | 171088.9858 | 170655.4362 | 157190.9923 | 132421.227 | 117155.9921 | 69151.985
NSW1 | Wind | 0 | 363824.3609 | 1153385.7267 | 1077930.5855 | 1007411.762 | 943998.2954 | 1099709.4688 | 1192613.8599 | 1114592.3923 | 1044432.2315 | 1123975.8746 | 1172007.9879 | 1132308.6271 | 1107528.9043 | 1033918.8073 | 1321952.2513 | 1302421.5923 | 1229569.8389 | 1146880.3373 | 1071850.7825 | 1185549.7823 | 1172385.8568 | 1092592.7646 | 1021114.733 | 954312.8343
NSW1 | Solar PV | 0 | 0.0040943 | 155688.7505 | 708614.7572 | 662256.7823 | 620569.756 | 578333.5081 | 542244.9045 | 665268.8849 | 623392.2561 | 618588.8168 | 766795.3822 | 743092.5316 | 733888.9664 | 759562.7769 | 709871.7539 | 721951.2727 | 797397.6403 | 743126.4094 | 694510.6628 | 679460.25 | 707501.2253 | 659348.3836 | 616213.4424 | 575900.4133
NSW1 | Grid Battery | 0 | 39691.6211 | 158433.3635 | 193926.1157 | 200141.7953 | 187543.4853 | 196874.0375 | 183994.4276 | 171957.409 | 161133.2193 | 150166.4223 | 143280.3939 | 133906.9101 | 125477.8835 | 116937.8041 | 109287.6674 | 102138.0075 | 95708.7343 | 89194.7564 | 83359.5854 | 77906.1546 | 62754.635 | 27129.3789 | 13515.0753 | 7750.6884
NSW1 | PHES | 0 | 0 | 0.0081473 | 0.0076143 | 0.010537 | 0.0098735 | 0.010656 | 0.011345 | 0.010603 | 0.0099351 | 0.0093081 | 0.0091612 | 0.0085619 | 0.0082025 | 0.0076443 | 0.0072663 | 0.0070322 | 0.0070768 | 0.0076162 | 0.0071508 | 0.0069636 | 0.0066437 | 0.0070949 | 0.006651 | 0.0062645
NSW1 | VPP | 0 | 0 | 0 | 0 | 0 | 0 | 0 | 0 | 0 | 0 | 0 | 0 | 0 | 0 | 0 | 0 | 0 | 0 | 0 | 0 | 0 | 0 | 0 | 0 | 0
Total |  | 0 | 403515.9884 | 1467507.8544 | 1980471.4711 | 1887480.3211 | 1785754.5231 | 2004169.2601 | 2100973.2269 | 2193833.6201 | 2119804.3422 | 2196498.8252 | 2429882.7128 | 2362049.546 | 2322590.456 | 2312311.3494 | 2521672.6173 | 2452397.6352 | 2433396.2609 | 2248107.0398 | 2084393.121 | 2172995.0854 | 2155515.6478 | 1963384.8884 | 1816497.4993 | 1664205.5644
Region | Technology | 2026-27 | 2027-28 | 2028-29 | 2029-30 | 2030-31 | 2031-32 | 2032-33 | 2033-34 | 2034-35 | 2035-36 | 2036-37 | 2037-38 | 2038-39 | 2039-40 | 2040-41 | 2041-42 | 2042-43 | 2043-44 | 2044-45 | 2045-46 | 2046-47 | 2047-48 | 2048-49 | 2049-50 | 2050-51
QLD1 | Black Coal | 0 | 0 | 0 | 0 | 0 | 0 | 0 | 0 | 0 | 0 | 0 | 0 | 0 | 0 | 0 | 0 | 0 | 0 | 0 | 0 | 0 | 0 | 0 | 0 | 0
QLD1 | Brown Coal | 0 | 0 | 0 | 0 | 0 | 0 | 0 | 0 | 0 | 0 | 0 | 0 | 0 | 0 | 0 | 0 | 0 | 0 | 0 | 0 | 0 | 0 | 0 | 0 | 0
QLD1 | CCGT | 0 | 0.00077123 | 0.0017294 | 0.0016162 | 0.0015105 | 0.0014154 | 0.0013191 | 0.0012328 | 0.0011521 | 0.0010796 | 0.0010061 | 0.00094032 | 0.00087881 | 0.00082349 | 0.00076744 | 0.00071723 | 0.00067031 | 0.00062812 | 0.00058537 | 0.00054707 | 0.00051128 | 0.0004791 | 0.00044649 | 0.00041728 | 0.00097354
QLD1 | Gas - Steam | 0 | 0 | 0 | 0 | 0 | 0 | 0 | 0 | 0 | 0 | 0 | 0 | 0 | 0 | 0 | 0 | 0 | 0 | 0 | 0 | 0 | 0 | 0 | 0 | 0
QLD1 | OCGT / Diesel | 0 | 0.00086698 | 0.0015041 | 0.0014057 | 12762.0525 | 11958.7206 | 11144.8049 | 10415.7056 | 9734.3043 | 9121.5598 | 8500.7425 | 7944.6195 | 7424.878 | 6957.5048 | 6483.974 | 6059.7888 | 5663.354 | 5306.8633 | 4945.676 | 4622.1271 | 18483.3253 | 17319.8569 | 37012.5573 | 34591.175 | 32328.2009
QLD1 | Hydro | 0 | 0 | 0 | 0 | 0 | 0 | 0 | 0 | 0 | 0 | 0 | 0 | 0 | 0 | 0 | 0 | 0 | 0 | 0 | 0 | 0 | 0 | 0 | 0 | 0
QLD1 | Hydrogen Electrolyser | 0 | 0 | 0 | 0 | 8363.436 | 11552.3729 | 17172.6518 | 61583.0586 | 98865.8621 | 110815.6904 | 109347.2473 | 127567.4086 | 133715.3486 | 139265.8537 | 139686.2272 | 131438.6805 | 136289.1982 | 111067.4611 | 100437.3283 | 84657.8739 | 123380.2282 | 119300.2165 | 116415.0625 | 101721.4489 | 87877.2887
QLD1 | Wind | 0 | 953752.8672 | 1315926.5532 | 1229837.8999 | 1169271.5721 | 1181682.6538 | 1253132.9691 | 1589636.8196 | 1608656.3388 | 1507396.3731 | 1404802.3195 | 1402603.4358 | 1312419.5866 | 1230541.1304 | 1146789.9649 | 1185752.8564 | 1178086.5858 | 1134430.9936 | 1085076.704 | 1014090.3774 | 973379.2098 | 929708.7601 | 906354.1771 | 847059.9783 | 791644.8393
QLD1 | Solar PV | 0 | 0.0032379 | 326694.13 | 350459.4843 | 340772.672 | 319322.0818 | 297588.8818 | 326793.9442 | 353167.2807 | 419755.1809 | 461357.2747 | 742902.9109 | 699141.067 | 761439.1303 | 709615.2514 | 663191.8235 | 677598.8948 | 673455.01 | 634260.283 | 592766.6197 | 900935.3979 | 902983.3743 | 872361.9907 | 815291.5798 | 761954.7473
QLD1 | Grid Battery | 0 | 22708.5548 | 396391.589 | 535355.0844 | 500331.8563 | 468837.5058 | 436928.2208 | 408344.1315 | 381630.0294 | 357607.5935 | 333268.6649 | 376919.6327 | 352261.3389 | 348612.2495 | 324885.5479 | 303631.3532 | 283767.6198 | 265905.3215 | 247807.6897 | 231595.9716 | 318217.2174 | 292323.538 | 231614.1527 | 173889.1303 | 162513.2054
QLD1 | PHES | 0 | 0 | 0 | 0 | 0.0013157 | 0.0012329 | 0.001149 | 0.0010738 | 0.0010036 | 0.00094041 | 0.0008764 | 0.00081907 | 0.00076549 | 0.0007173 | 0.00066848 | 0.00062475 | 0.00058388 | 0.00054712 | 0.00050989 | 0.00047653 | 0.00044535 | 0.00041732 | 0.00038892 | 0.00036347 | 0.0003397
QLD1 | VPP | 0 | 0 | 0 | 0 | 0 | 0 | 0 | 0 | 0 | 0 | 0 | 0 | 0 | 0 | 0 | 0 | 0 | 0 | 0 | 0 | 0 | 0 | 0 | 0 | 0
Total |  | 0 | 976461.4269 | 2039012.2755 | 2115652.4716 | 2031501.5918 | 1993353.3375 | 2015967.5309 | 2396773.6619 | 2452053.8174 | 2404696.3998 | 2317276.2507 | 2657938.0093 | 2504962.2208 | 2486815.8702 | 2327460.9667 | 2290074.5037 | 2281405.6538 | 2190165.6507 | 2072527.6821 | 1927732.9707 | 2334395.3796 | 2261635.7466 | 2163757.9411 | 1972553.3131 | 1836318.283
Region | Technology | 2026-27 | 2027-28 | 2028-29 | 2029-30 | 2030-31 | 2031-32 | 2032-33 | 2033-34 | 2034-35 | 2035-36 | 2036-37 | 2037-38 | 2038-39 | 2039-40 | 2040-41 | 2041-42 | 2042-43 | 2043-44 | 2044-45 | 2045-46 | 2046-47 | 2047-48 | 2048-49 | 2049-50 | 2050-51
VIC1 | Black Coal | 0 | 0 | 0 | 0 | 0 | 0 | 0 | 0 | 0 | 0 | 0 | 0 | 0 | 0 | 0 | 0 | 0 | 0 | 0 | 0 | 0 | 0 | 0 | 0 | 0
VIC1 | Brown Coal | 0 | 0 | 0 | 0 | 0 | 0 | 0 | 0 | 0 | 0 | 0 | 0 | 0 | 0 | 0 | 0 | 0 | 0 | 0 | 0 | 0 | 0 | 0 | 0 | 0
VIC1 | CCGT | 0 | 0 | 0 | 0 | 0 | 0 | 0 | 0 | 0 | 0 | 0 | 0 | 0 | 0 | 0 | 0 | 0 | 0 | 0 | 0 | 0 | 0 | 0 | 0 | 0
VIC1 | Gas - Steam | 0 | 0 | 0 | 0 | 0 | 0 | 0 | 0 | 0 | 0 | 0 | 0 | 0 | 0 | 0 | 0 | 0 | 0 | 0 | 0 | 0 | 0 | 0 | 0 | 0
VIC1 | OCGT / Diesel | 0 | 0.0010429 | 83470.3193 | 78009.6442 | 72906.2095 | 92490.8916 | 131575.2476 | 122967.521 | 134156.6139 | 164368.6872 | 153181.6828 | 143160.4511 | 133794.8141 | 125372.8423 | 116839.9121 | 109196.1795 | 102052.5041 | 154311.5071 | 143808.9987 | 134400.9333 | 125608.3488 | 117701.6899 | 109690.8616 | 102514.8239 | 95808.2466
VIC1 | Hydro | 0 | 0 | 0 | 0 | 0 | 0 | 0 | 0 | 0 | 0 | 0 | 0 | 0 | 0 | 0 | 0 | 0 | 0 | 0 | 0 | 0 | 0 | 0 | 0 | 0
VIC1 | Hydrogen Electrolyser | 0 | 0 | 0 | 0 | 12973.2252 | 40324.2578 | 81778.1946 | 134752.8326 | 191455.5166 | 212678.6638 | 242351.0665 | 253156.2364 | 260024.7193 | 263291.2792 | 255790.1447 | 238340.2926 | 215091.6779 | 184448.7581 | 151282.8876 | 124524.7467 | 110930.9314 | 91063.7929 | 72961.8955 | 77785.4945 | 64052.9847
VIC1 | Wind | 0 | 197046.1028 | 1220468.4535 | 1278023.3119 | 1336417.2335 | 1402560.8059 | 1571421.0628 | 1826919.8525 | 1828016.0692 | 1881684.4075 | 1902783.3591 | 1988672.7743 | 2012168.0093 | 2022189.7408 | 1884558.6263 | 1828372.1055 | 1795035.3385 | 1730478.8069 | 1635840.5579 | 1532001.6118 | 1520404.0794 | 1561966.4439 | 1455658.3271 | 1360428.3428 | 1271428.3574
VIC1 | Solar PV | 0 | 0.0029006 | 13815.6633 | 34031.1557 | 144159.7085 | 135085.2986 | 125891.3344 | 117655.4527 | 124588.1165 | 116745.6784 | 108799.9167 | 166987.4001 | 156062.9907 | 146948.7464 | 136947.3508 | 199112.6583 | 188385.7146 | 206800.6665 | 192725.723 | 180117.4982 | 168572.1717 | 157961.0723 | 150656.4632 | 140800.4329 | 131589.1896
VIC1 | Grid Battery | 0 | 0.049296 | 92418.5583 | 152713.2647 | 142722.6789 | 133738.7256 | 124636.4232 | 116482.6386 | 205179.7889 | 192264.3526 | 179178.757 | 167456.7823 | 156501.6656 | 146650.3675 | 136669.2796 | 127728.2987 | 119372.2417 | 111858.1265 | 104245.0137 | 97425.2464 | 91051.6322 | 85320.1994 | 55652.6948 | 34884.0281 | 32601.895
VIC1 | PHES | 0 | 0 | 0 | 0 | 0 | 0 | 0 | 0 | 0 | 0 | 0 | 0 | 0 | 0 | 0 | 0 | 0 | 0 | 0 | 0 | 0 | 0 | 0 | 0 | 0
VIC1 | VPP | 0 | 0 | 0 | 0 | 0 | 0 | 0 | 0 | 0 | 0 | 0 | 0 | 0 | 0 | 0 | 0 | 0 | 0 | 0 | 0 | 0 | 0 | 0 | 0 | 0
Total |  | 0 | 197046.156 | 1410172.9944 | 1542777.3765 | 1709179.0555 | 1804199.9794 | 2035302.2626 | 2318778.2975 | 2483396.105 | 2567741.7896 | 2586294.7821 | 2719433.6442 | 2718552.1991 | 2704452.9762 | 2530805.3133 | 2502749.5346 | 2419937.4769 | 2387897.8652 | 2227903.1809 | 2068470.0364 | 2016567.1635 | 2014013.1984 | 1844620.2422 | 1716413.1221 | 1595480.6733
Region | Technology | 2026-27 | 2027-28 | 2028-29 | 2029-30 | 2030-31 | 2031-32 | 2032-33 | 2033-34 | 2034-35 | 2035-36 | 2036-37 | 2037-38 | 2038-39 | 2039-40 | 2040-41 | 2041-42 | 2042-43 | 2043-44 | 2044-45 | 2045-46 | 2046-47 | 2047-48 | 2048-49 | 2049-50 | 2050-51
SA1 | Black Coal | 0 | 0 | 0 | 0 | 0 | 0 | 0 | 0 | 0 | 0 | 0 | 0 | 0 | 0 | 0 | 0 | 0 | 0 | 0 | 0 | 0 | 0 | 0 | 0 | 0
SA1 | Brown Coal | 0 | 0 | 0 | 0 | 0 | 0 | 0 | 0 | 0 | 0 | 0 | 0 | 0 | 0 | 0 | 0 | 0 | 0 | 0 | 0 | 0 | 0 | 0 | 0 | 0
SA1 | CCGT | 0 | 0.001165 | 0.0016223 | 0.0015162 | 0.001417 | 0.0013278 | 0.0013228 | 0.0012363 | 0.0011554 | 0.0010827 | 0.001009 | 0.00094299 | 0.0008813 | 0.00082583 | 0.00076962 | 0.00071927 | 0.00067222 | 0.0006299 | 0.00058703 | 0.00054863 | 0.00051274 | 0.00048046 | 0.00044776 | 0.00041847 | 0.0015375
SA1 | Gas - Steam | 0 | 0 | 0 | 0 | 0 | 0 | 0 | 0 | 0 | 0 | 0 | 0 | 0 | 0 | 0 | 0 | 0 | 0 | 0 | 0 | 0 | 0 | 0 | 0 | 0
SA1 | OCGT / Diesel | 0 | 0.00064662 | 0.00086646 | 0.00080977 | 0.0007568 | 0.00093874 | 0.0012475 | 0.0011659 | 0.0011144 | 0.0022519 | 0.0020986 | 0.0019897 | 0.0018595 | 0.0017425 | 0.0016239 | 0.0015176 | 0.0014184 | 0.0018271 | 0.0017883 | 0.0016713 | 0.0015619 | 0.0014636 | 0.001364 | 0.0012748 | 7873.005
SA1 | Hydro | 0 | 0 | 0 | 0 | 0 | 0 | 0 | 0 | 0 | 0 | 0 | 0 | 0 | 0 | 0 | 0 | 0 | 0 | 0 | 0 | 0 | 0 | 0 | 0 | 0
SA1 | Hydrogen Electrolyser | 0 | 0 | 0 | 0 | 160446.4224 | 152237.886 | 146255.4 | 140544.8177 | 174746.5212 | 164670.9999 | 155293.3545 | 147519.3028 | 140125.8326 | 133169.4797 | 44602.5077 | 42234.4109 | 47481.2416 | 51284.2 | 35136.7503 | 35843.9824 | 47763.2386 | 54057.981 | 54427.8274 | 58285.7445 | 53449.181
SA1 | Wind | 0 | 158259.9111 | 157397.6821 | 147100.6378 | 289209.1979 | 286724.0942 | 305948.2442 | 312124.7912 | 299473.7915 | 280622.838 | 261523.526 | 292532.5312 | 281236.2947 | 338817.9359 | 315757.8395 | 295827.7277 | 317943.2234 | 297969.9936 | 317690.388 | 296906.9047 | 337664.0394 | 368724.0452 | 344337.6615 | 321810.8985 | 300757.849
SA1 | Solar PV | 0 | 0.005532 | 154956.807 | 144819.4458 | 135345.2768 | 126825.7082 | 118193.9058 | 110461.5947 | 212888.395 | 199487.7258 | 185910.5042 | 281656.8062 | 263230.6599 | 246661.1001 | 229873.2382 | 233829.1516 | 218531.9173 | 270791.0534 | 252360.8963 | 235851.3049 | 223140.9232 | 209256.0946 | 195056.738 | 182296.0167 | 170370.109
SA1 | Grid Battery | 0 | 0.021819 | 103877.5879 | 97081.8904 | 90730.7388 | 85019.518 | 79233.0527 | 74049.5819 | 69205.2168 | 64848.9614 | 60435.3129 | 111419.14 | 104130.0374 | 97575.3721 | 90934.3498 | 84985.3796 | 79425.5885 | 74425.9924 | 69360.5272 | 64822.9226 | 60582.1707 | 56768.7039 | 26085.9324 | 24379.3682 | 22784.4563
SA1 | PHES | 0 | 0 | 0 | 0 | 0 | 0 | 0 | 0 | 0 | 0 | 0 | 0 | 0 | 0 | 0 | 0 | 0 | 0 | 0 | 0 | 0 | 0 | 0 | 0 | 0
SA1 | VPP | 0 | 0 | 0 | 0 | 0 | 0 | 0 | 0 | 0 | 0 | 0 | 0 | 0 | 0 | 0 | 0 | 0 | 0 | 0 | 0 | 0 | 0 | 0 | 0 | 0
Total |  | 0 | 158259.9402 | 416232.0795 | 389001.9763 | 675731.6381 | 650807.2087 | 649630.6052 | 637180.7879 | 756313.9268 | 709630.5284 | 663162.7007 | 833127.7832 | 788722.8273 | 816223.8904 | 681167.9376 | 656876.6721 | 663381.9729 | 694471.2418 | 674548.5642 | 633425.1168 | 669150.374 | 688806.8267 | 619908.1611 | 586772.0296 | 555234.6019
Region | Technology | 2026-27 | 2027-28 | 2028-29 | 2029-30 | 2030-31 | 2031-32 | 2032-33 | 2033-34 | 2034-35 | 2035-36 | 2036-37 | 2037-38 | 2038-39 | 2039-40 | 2040-41 | 2041-42 | 2042-43 | 2043-44 | 2044-45 | 2045-46 | 2046-47 | 2047-48 | 2048-49 | 2049-50 | 2050-51
TAS1 | Black Coal | 0 | 0 | 0 | 0 | 0 | 0 | 0 | 0 | 0 | 0 | 0 | 0 | 0 | 0 | 0 | 0 | 0 | 0 | 0 | 0 | 0 | 0 | 0 | 0 | 0
TAS1 | Brown Coal | 0 | 0 | 0 | 0 | 0 | 0 | 0 | 0 | 0 | 0 | 0 | 0 | 0 | 0 | 0 | 0 | 0 | 0 | 0 | 0 | 0 | 0 | 0 | 0 | 0
TAS1 | CCGT | 0 | 0.00035908 | 0.00033464 | 0.00031275 | 0.00029229 | 0.00030193 | 0.000313 | 0.00031955 | 0.00029864 | 0.00029548 | 0.00027537 | 0.00027161 | 0.00025384 | 0.00023786 | 0.00025186 | 0.00023538 | 0.00021998 | 0.00023373 | 0.00021783 | 0.00020358 | 0.00019026 | 0.00017828 | 0.0002113 | 0.00020553 | 0.00053908
TAS1 | Gas - Steam | 0 | 0 | 0 | 0 | 0 | 0 | 0 | 0 | 0 | 0 | 0 | 0 | 0 | 0 | 0 | 0 | 0 | 0 | 0 | 0 | 0 | 0 | 0 | 0 | 0
TAS1 | OCGT / Diesel | 0 | 0.00063683 | 0.00059349 | 0.00056831 | 0.00054356 | 0.00063575 | 0.00076224 | 0.00093801 | 0.00093262 | 0.00097072 | 0.00091075 | 0.00089418 | 0.0008832 | 0.00087135 | 0.00091115 | 0.00088233 | 0.00085072 | 0.00092967 | 0.00087269 | 0.0008308 | 0.00082121 | 0.00080576 | 0.00089911 | 0.00085246 | 0.00091557
TAS1 | Hydro | 0 | 0 | 0 | 0 | 0 | 0 | 0 | 0 | 0 | 0 | 0 | 0 | 0 | 0 | 0 | 0 | 0 | 0 | 0 | 0 | 0 | 0 | 0 | 0 | 0
TAS1 | Hydrogen Electrolyser | 0 | 0 | 0 | 0 | 4598.3821 | 8125.3964 | 13723.0792 | 18010.1184 | 19883.7687 | 18632.1466 | 18021.9565 | 17103.1509 | 16189.9947 | 15170.8844 | 20220.0699 | 18435.0689 | 15020.4667 | 12536.1193 | 13086.2981 | 12230.1851 | 13542.0178 | 13130.4729 | 13145.3106 | 14562.7404 | 9332.3359
TAS1 | Wind | 0 | 194544.8744 | 268628.512 | 330944.5793 | 338737.0915 | 344078.7468 | 347105.0445 | 346544.4439 | 344015.9359 | 334545.2651 | 330340.7094 | 325795.9369 | 320452.8901 | 315256.4571 | 293799.9652 | 274579.4067 | 256616.2678 | 240463.0635 | 224097.0426 | 209436.4884 | 195735.0358 | 183414.1177 | 170930.873 | 159748.4793 | 149297.6442
TAS1 | Solar PV | 0 | 0.0017585 | 0.002539 | 2647.4129 | 2474.2176 | 2318.4732 | 2160.677 | 2019.3243 | 1887.219 | 9645.9776 | 8989.4682 | 8401.3723 | 7851.7498 | 7357.5064 | 6856.7515 | 6408.1791 | 5988.9524 | 5611.9665 | 5230.0136 | 4887.8632 | 4568.0967 | 4280.5491 | 3989.2138 | 3728.2372 | 3484.3338
TAS1 | Grid Battery | 0 | 0.0040614 | 0.0039486 | 0.0069829 | 0.0065886 | 0.0062113 | 0.0060636 | 0.0060632 | 0.0061372 | 0.0066577 | 0.0063941 | 0.0065098 | 0.0068027 | 0.0072063 | 0.0073856 | 0.0081031 | 0.0076264 | 0.0076659 | 0.0072545 | 0.0069524 | 0.00721 | 0.0062228 | 0.0062809 | 0.0060626 | 0.0058591
TAS1 | PHES | 0 | 0 | 0.0032693 | 0.0039177 | 0.0041457 | 0.0040049 | 0.0042557 | 0.0041727 | 0.0041687 | 0.0042932 | 0.0041508 | 0.0041246 | 0.0041751 | 0.0040823 | 0.004096 | 0.0044834 | 0.0042683 | 0.0044465 | 0.0043179 | 0.0041386 | 0.0042149 | 0.0040841 | 0.0040974 | 0.0040765 | 0.0039733
TAS1 | VPP | 0 | 0 | 0 | 0 | 0 | 0 | 0 | 0 | 0 | 0 | 0 | 0 | 0 | 0 | 0 | 0 | 0 | 0 | 0 | 0 | 0 | 0 | 0 | 0 | 0
Total |  | 0 | 194544.8812 | 268628.5227 | 333592.0039 | 345809.7028 | 354522.6275 | 362988.812 | 366573.8981 | 365786.9351 | 362823.4015 | 357352.1458 | 351300.4718 | 344494.6468 | 337784.8603 | 320876.7992 | 299422.6683 | 277625.6999 | 258611.1627 | 242413.367 | 226554.5489 | 213845.1628 | 200825.151 | 188065.4088 | 178039.4681 | 162114.3252

## BaseCase_Rehab Cost
Rehabilition cost by technology ($000s) - BaseCase, Accelerated Transition Scenario
Rehab | Real June 2025 dollars discounted to 1 July 2025
Explicitly modelled generation
Region | Technology | 2026-27 | 2027-28 | 2028-29 | 2029-30 | 2030-31 | 2031-32 | 2032-33 | 2033-34 | 2034-35 | 2035-36 | 2036-37 | 2037-38 | 2038-39 | 2039-40 | 2040-41 | 2041-42 | 2042-43 | 2043-44 | 2044-45 | 2045-46 | 2046-47 | 2047-48 | 2048-49 | 2049-50 | 2050-51
NEM | Black Coal | 0 | 0 | 1025650.9243 | 195214.8906 | 2.2642e-05 | 0.0068648 | 8.0924e-05 | 0.00049341 | 0.00026253 | 0 | 6.3682e-06 | 0 | 4.7603e-06 | 0 | 1.8636e-05 | 1.3229e-06 | 0 | 0 | 0 | 0 | 0 | 0 | 0 | 0 | 0
NEM | Brown Coal | 0 | 51957.1248 | 217263.692 | 0.00041055 | 71796.3962 | 0 | 1.1131e-05 | 1.7446e-05 | 0 | 0 | 0 | 0 | 0 | 0 | 0 | 0 | 0 | 0 | 0 | 0 | 0 | 0 | 0 | 0 | 0
NEM | CCGT | 0 | 0 | 0 | 0 | 0 | 0 | 0 | 0 | 0 | 0 | 0 | 0 | 0 | 0 | 0 | 0 | 0 | 0 | 0 | 0 | 0 | 0 | 0 | 0 | 0
NEM | Gas - Steam | 0 | 0 | 0 | 0 | 0 | 0 | 0 | 0 | 0 | 0 | 0 | 0 | 0 | 0 | 0 | 0 | 0 | 0 | 0 | 0 | 0 | 0 | 0 | 0 | 0
NEM | OCGT / Diesel | 0 | 0 | 0 | 0 | 0 | 0 | 0 | 0 | 0 | 0 | 0 | 0 | 0 | 0 | 0 | 0 | 0 | 0 | 0 | 0 | 0 | 0 | 0 | 0 | 0
NEM | Hydro | 0 | 0 | 0 | 0 | 0 | 0 | 0 | 0 | 0 | 0 | 0 | 0 | 0 | 0 | 0 | 0 | 0 | 0 | 0 | 0 | 0 | 0 | 0 | 0 | 0
NEM | Hydrogen Electrolyser | 0 | 0 | 0 | 0 | 0 | 0 | 0 | 0 | 0 | 0 | 0 | 0 | 0 | 0 | 0 | 0 | 0 | 0 | 0 | 0 | 0 | 0 | 0 | 0 | 0
NEM | Wind | 0 | 0 | 0 | 0 | 0 | 0 | 0 | 0 | 0 | 0 | 0 | 0 | 0 | 0 | 0 | 0 | 0 | 0 | 0 | 0 | 0 | 0 | 0 | 0 | 0
NEM | Solar PV | 0 | 0 | 0 | 0 | 0 | 0 | 0 | 0 | 0 | 0 | 0 | 0 | 0 | 0 | 0 | 0 | 0 | 0 | 0 | 0 | 0 | 0 | 0 | 0 | 0
NEM | Grid Battery | 0 | 0 | 0 | 0 | 0 | 0 | 0 | 0 | 0 | 0 | 0 | 0 | 0 | 0 | 0 | 0 | 0 | 0 | 0 | 0 | 0 | 0 | 0 | 0 | 0
NEM | PHES | 0 | 0 | 0 | 0 | 0 | 0 | 0 | 0 | 0 | 0 | 0 | 0 | 0 | 0 | 0 | 0 | 0 | 0 | 0 | 0 | 0 | 0 | 0 | 0 | 0
NEM | VPP | 0 | 0 | 0 | 0 | 0 | 0 | 0 | 0 | 0 | 0 | 0 | 0 | 0 | 0 | 0 | 0 | 0 | 0 | 0 | 0 | 0 | 0 | 0 | 0 | 0
Total |  | 0 | 51957.1248 | 1242914.6164 | 195214.891 | 71796.3963 | 0.0068648 | 9.2055e-05 | 0.00051086 | 0.00026253 | 0 | 6.3682e-06 | 0 | 4.7603e-06 | 0 | 1.8636e-05 | 1.3229e-06 | 0 | 0 | 0 | 0 | 0 | 0 | 0 | 0 | 0
Region | Technology | 2026-27 | 2027-28 | 2028-29 | 2029-30 | 2030-31 | 2031-32 | 2032-33 | 2033-34 | 2034-35 | 2035-36 | 2036-37 | 2037-38 | 2038-39 | 2039-40 | 2040-41 | 2041-42 | 2042-43 | 2043-44 | 2044-45 | 2045-46 | 2046-47 | 2047-48 | 2048-49 | 2049-50 | 2050-51
NSW1 | Black Coal | 0 | 0 | 283783.6747 | 98218.9489 | 1.8482e-05 | 2.8794e-05 | 3.8473e-05 | 2.6257e-05 | 0 | 0 | 0 | 0 | 4.7603e-06 | 0 | 0 | 0 | 0 | 0 | 0 | 0 | 0 | 0 | 0 | 0 | 0
NSW1 | Brown Coal | 0 | 0 | 0 | 0 | 0 | 0 | 0 | 0 | 0 | 0 | 0 | 0 | 0 | 0 | 0 | 0 | 0 | 0 | 0 | 0 | 0 | 0 | 0 | 0 | 0
NSW1 | CCGT | 0 | 0 | 0 | 0 | 0 | 0 | 0 | 0 | 0 | 0 | 0 | 0 | 0 | 0 | 0 | 0 | 0 | 0 | 0 | 0 | 0 | 0 | 0 | 0 | 0
NSW1 | Gas - Steam | 0 | 0 | 0 | 0 | 0 | 0 | 0 | 0 | 0 | 0 | 0 | 0 | 0 | 0 | 0 | 0 | 0 | 0 | 0 | 0 | 0 | 0 | 0 | 0 | 0
NSW1 | OCGT / Diesel | 0 | 0 | 0 | 0 | 0 | 0 | 0 | 0 | 0 | 0 | 0 | 0 | 0 | 0 | 0 | 0 | 0 | 0 | 0 | 0 | 0 | 0 | 0 | 0 | 0
NSW1 | Hydro | 0 | 0 | 0 | 0 | 0 | 0 | 0 | 0 | 0 | 0 | 0 | 0 | 0 | 0 | 0 | 0 | 0 | 0 | 0 | 0 | 0 | 0 | 0 | 0 | 0
NSW1 | Hydrogen Electrolyser | 0 | 0 | 0 | 0 | 0 | 0 | 0 | 0 | 0 | 0 | 0 | 0 | 0 | 0 | 0 | 0 | 0 | 0 | 0 | 0 | 0 | 0 | 0 | 0 | 0
NSW1 | Wind | 0 | 0 | 0 | 0 | 0 | 0 | 0 | 0 | 0 | 0 | 0 | 0 | 0 | 0 | 0 | 0 | 0 | 0 | 0 | 0 | 0 | 0 | 0 | 0 | 0
NSW1 | Solar PV | 0 | 0 | 0 | 0 | 0 | 0 | 0 | 0 | 0 | 0 | 0 | 0 | 0 | 0 | 0 | 0 | 0 | 0 | 0 | 0 | 0 | 0 | 0 | 0 | 0
NSW1 | Grid Battery | 0 | 0 | 0 | 0 | 0 | 0 | 0 | 0 | 0 | 0 | 0 | 0 | 0 | 0 | 0 | 0 | 0 | 0 | 0 | 0 | 0 | 0 | 0 | 0 | 0
NSW1 | PHES | 0 | 0 | 0 | 0 | 0 | 0 | 0 | 0 | 0 | 0 | 0 | 0 | 0 | 0 | 0 | 0 | 0 | 0 | 0 | 0 | 0 | 0 | 0 | 0 | 0
NSW1 | VPP | 0 | 0 | 0 | 0 | 0 | 0 | 0 | 0 | 0 | 0 | 0 | 0 | 0 | 0 | 0 | 0 | 0 | 0 | 0 | 0 | 0 | 0 | 0 | 0 | 0
Total |  | 0 | 0 | 283783.6747 | 98218.9489 | 1.8482e-05 | 2.8794e-05 | 3.8473e-05 | 2.6257e-05 | 0 | 0 | 0 | 0 | 4.7603e-06 | 0 | 0 | 0 | 0 | 0 | 0 | 0 | 0 | 0 | 0 | 0 | 0
Region | Technology | 2026-27 | 2027-28 | 2028-29 | 2029-30 | 2030-31 | 2031-32 | 2032-33 | 2033-34 | 2034-35 | 2035-36 | 2036-37 | 2037-38 | 2038-39 | 2039-40 | 2040-41 | 2041-42 | 2042-43 | 2043-44 | 2044-45 | 2045-46 | 2046-47 | 2047-48 | 2048-49 | 2049-50 | 2050-51
QLD1 | Black Coal | 0 | 0 | 741867.2496 | 96995.9417 | 4.1595e-06 | 0.006836 | 4.2451e-05 | 0.00046716 | 0.00026253 | 0 | 6.3682e-06 | 0 | 0 | 0 | 1.8636e-05 | 1.3229e-06 | 0 | 0 | 0 | 0 | 0 | 0 | 0 | 0 | 0
QLD1 | Brown Coal | 0 | 0 | 0 | 0 | 0 | 0 | 0 | 0 | 0 | 0 | 0 | 0 | 0 | 0 | 0 | 0 | 0 | 0 | 0 | 0 | 0 | 0 | 0 | 0 | 0
QLD1 | CCGT | 0 | 0 | 0 | 0 | 0 | 0 | 0 | 0 | 0 | 0 | 0 | 0 | 0 | 0 | 0 | 0 | 0 | 0 | 0 | 0 | 0 | 0 | 0 | 0 | 0
QLD1 | Gas - Steam | 0 | 0 | 0 | 0 | 0 | 0 | 0 | 0 | 0 | 0 | 0 | 0 | 0 | 0 | 0 | 0 | 0 | 0 | 0 | 0 | 0 | 0 | 0 | 0 | 0
QLD1 | OCGT / Diesel | 0 | 0 | 0 | 0 | 0 | 0 | 0 | 0 | 0 | 0 | 0 | 0 | 0 | 0 | 0 | 0 | 0 | 0 | 0 | 0 | 0 | 0 | 0 | 0 | 0
QLD1 | Hydro | 0 | 0 | 0 | 0 | 0 | 0 | 0 | 0 | 0 | 0 | 0 | 0 | 0 | 0 | 0 | 0 | 0 | 0 | 0 | 0 | 0 | 0 | 0 | 0 | 0
QLD1 | Hydrogen Electrolyser | 0 | 0 | 0 | 0 | 0 | 0 | 0 | 0 | 0 | 0 | 0 | 0 | 0 | 0 | 0 | 0 | 0 | 0 | 0 | 0 | 0 | 0 | 0 | 0 | 0
QLD1 | Wind | 0 | 0 | 0 | 0 | 0 | 0 | 0 | 0 | 0 | 0 | 0 | 0 | 0 | 0 | 0 | 0 | 0 | 0 | 0 | 0 | 0 | 0 | 0 | 0 | 0
QLD1 | Solar PV | 0 | 0 | 0 | 0 | 0 | 0 | 0 | 0 | 0 | 0 | 0 | 0 | 0 | 0 | 0 | 0 | 0 | 0 | 0 | 0 | 0 | 0 | 0 | 0 | 0
QLD1 | Grid Battery | 0 | 0 | 0 | 0 | 0 | 0 | 0 | 0 | 0 | 0 | 0 | 0 | 0 | 0 | 0 | 0 | 0 | 0 | 0 | 0 | 0 | 0 | 0 | 0 | 0
QLD1 | PHES | 0 | 0 | 0 | 0 | 0 | 0 | 0 | 0 | 0 | 0 | 0 | 0 | 0 | 0 | 0 | 0 | 0 | 0 | 0 | 0 | 0 | 0 | 0 | 0 | 0
QLD1 | VPP | 0 | 0 | 0 | 0 | 0 | 0 | 0 | 0 | 0 | 0 | 0 | 0 | 0 | 0 | 0 | 0 | 0 | 0 | 0 | 0 | 0 | 0 | 0 | 0 | 0
Total |  | 0 | 0 | 741867.2496 | 96995.9417 | 4.1595e-06 | 0.006836 | 4.2451e-05 | 0.00046716 | 0.00026253 | 0 | 6.3682e-06 | 0 | 0 | 0 | 1.8636e-05 | 1.3229e-06 | 0 | 0 | 0 | 0 | 0 | 0 | 0 | 0 | 0
Region | Technology | 2026-27 | 2027-28 | 2028-29 | 2029-30 | 2030-31 | 2031-32 | 2032-33 | 2033-34 | 2034-35 | 2035-36 | 2036-37 | 2037-38 | 2038-39 | 2039-40 | 2040-41 | 2041-42 | 2042-43 | 2043-44 | 2044-45 | 2045-46 | 2046-47 | 2047-48 | 2048-49 | 2049-50 | 2050-51
VIC1 | Black Coal | 0 | 0 | 0 | 0 | 0 | 0 | 0 | 0 | 0 | 0 | 0 | 0 | 0 | 0 | 0 | 0 | 0 | 0 | 0 | 0 | 0 | 0 | 0 | 0 | 0
VIC1 | Brown Coal | 0 | 51957.1248 | 217263.692 | 0.00041055 | 71796.3962 | 0 | 1.1131e-05 | 1.7446e-05 | 0 | 0 | 0 | 0 | 0 | 0 | 0 | 0 | 0 | 0 | 0 | 0 | 0 | 0 | 0 | 0 | 0
VIC1 | CCGT | 0 | 0 | 0 | 0 | 0 | 0 | 0 | 0 | 0 | 0 | 0 | 0 | 0 | 0 | 0 | 0 | 0 | 0 | 0 | 0 | 0 | 0 | 0 | 0 | 0
VIC1 | Gas - Steam | 0 | 0 | 0 | 0 | 0 | 0 | 0 | 0 | 0 | 0 | 0 | 0 | 0 | 0 | 0 | 0 | 0 | 0 | 0 | 0 | 0 | 0 | 0 | 0 | 0
VIC1 | OCGT / Diesel | 0 | 0 | 0 | 0 | 0 | 0 | 0 | 0 | 0 | 0 | 0 | 0 | 0 | 0 | 0 | 0 | 0 | 0 | 0 | 0 | 0 | 0 | 0 | 0 | 0
VIC1 | Hydro | 0 | 0 | 0 | 0 | 0 | 0 | 0 | 0 | 0 | 0 | 0 | 0 | 0 | 0 | 0 | 0 | 0 | 0 | 0 | 0 | 0 | 0 | 0 | 0 | 0
VIC1 | Hydrogen Electrolyser | 0 | 0 | 0 | 0 | 0 | 0 | 0 | 0 | 0 | 0 | 0 | 0 | 0 | 0 | 0 | 0 | 0 | 0 | 0 | 0 | 0 | 0 | 0 | 0 | 0
VIC1 | Wind | 0 | 0 | 0 | 0 | 0 | 0 | 0 | 0 | 0 | 0 | 0 | 0 | 0 | 0 | 0 | 0 | 0 | 0 | 0 | 0 | 0 | 0 | 0 | 0 | 0
VIC1 | Solar PV | 0 | 0 | 0 | 0 | 0 | 0 | 0 | 0 | 0 | 0 | 0 | 0 | 0 | 0 | 0 | 0 | 0 | 0 | 0 | 0 | 0 | 0 | 0 | 0 | 0
VIC1 | Grid Battery | 0 | 0 | 0 | 0 | 0 | 0 | 0 | 0 | 0 | 0 | 0 | 0 | 0 | 0 | 0 | 0 | 0 | 0 | 0 | 0 | 0 | 0 | 0 | 0 | 0
VIC1 | PHES | 0 | 0 | 0 | 0 | 0 | 0 | 0 | 0 | 0 | 0 | 0 | 0 | 0 | 0 | 0 | 0 | 0 | 0 | 0 | 0 | 0 | 0 | 0 | 0 | 0
VIC1 | VPP | 0 | 0 | 0 | 0 | 0 | 0 | 0 | 0 | 0 | 0 | 0 | 0 | 0 | 0 | 0 | 0 | 0 | 0 | 0 | 0 | 0 | 0 | 0 | 0 | 0
Total |  | 0 | 51957.1248 | 217263.692 | 0.00041055 | 71796.3962 | 0 | 1.1131e-05 | 1.7446e-05 | 0 | 0 | 0 | 0 | 0 | 0 | 0 | 0 | 0 | 0 | 0 | 0 | 0 | 0 | 0 | 0 | 0
Region | Technology | 2026-27 | 2027-28 | 2028-29 | 2029-30 | 2030-31 | 2031-32 | 2032-33 | 2033-34 | 2034-35 | 2035-36 | 2036-37 | 2037-38 | 2038-39 | 2039-40 | 2040-41 | 2041-42 | 2042-43 | 2043-44 | 2044-45 | 2045-46 | 2046-47 | 2047-48 | 2048-49 | 2049-50 | 2050-51
SA1 | Black Coal | 0 | 0 | 0 | 0 | 0 | 0 | 0 | 0 | 0 | 0 | 0 | 0 | 0 | 0 | 0 | 0 | 0 | 0 | 0 | 0 | 0 | 0 | 0 | 0 | 0
SA1 | Brown Coal | 0 | 0 | 0 | 0 | 0 | 0 | 0 | 0 | 0 | 0 | 0 | 0 | 0 | 0 | 0 | 0 | 0 | 0 | 0 | 0 | 0 | 0 | 0 | 0 | 0
SA1 | CCGT | 0 | 0 | 0 | 0 | 0 | 0 | 0 | 0 | 0 | 0 | 0 | 0 | 0 | 0 | 0 | 0 | 0 | 0 | 0 | 0 | 0 | 0 | 0 | 0 | 0
SA1 | Gas - Steam | 0 | 0 | 0 | 0 | 0 | 0 | 0 | 0 | 0 | 0 | 0 | 0 | 0 | 0 | 0 | 0 | 0 | 0 | 0 | 0 | 0 | 0 | 0 | 0 | 0
SA1 | OCGT / Diesel | 0 | 0 | 0 | 0 | 0 | 0 | 0 | 0 | 0 | 0 | 0 | 0 | 0 | 0 | 0 | 0 | 0 | 0 | 0 | 0 | 0 | 0 | 0 | 0 | 0
SA1 | Hydro | 0 | 0 | 0 | 0 | 0 | 0 | 0 | 0 | 0 | 0 | 0 | 0 | 0 | 0 | 0 | 0 | 0 | 0 | 0 | 0 | 0 | 0 | 0 | 0 | 0
SA1 | Hydrogen Electrolyser | 0 | 0 | 0 | 0 | 0 | 0 | 0 | 0 | 0 | 0 | 0 | 0 | 0 | 0 | 0 | 0 | 0 | 0 | 0 | 0 | 0 | 0 | 0 | 0 | 0
SA1 | Wind | 0 | 0 | 0 | 0 | 0 | 0 | 0 | 0 | 0 | 0 | 0 | 0 | 0 | 0 | 0 | 0 | 0 | 0 | 0 | 0 | 0 | 0 | 0 | 0 | 0
SA1 | Solar PV | 0 | 0 | 0 | 0 | 0 | 0 | 0 | 0 | 0 | 0 | 0 | 0 | 0 | 0 | 0 | 0 | 0 | 0 | 0 | 0 | 0 | 0 | 0 | 0 | 0
SA1 | Grid Battery | 0 | 0 | 0 | 0 | 0 | 0 | 0 | 0 | 0 | 0 | 0 | 0 | 0 | 0 | 0 | 0 | 0 | 0 | 0 | 0 | 0 | 0 | 0 | 0 | 0
SA1 | PHES | 0 | 0 | 0 | 0 | 0 | 0 | 0 | 0 | 0 | 0 | 0 | 0 | 0 | 0 | 0 | 0 | 0 | 0 | 0 | 0 | 0 | 0 | 0 | 0 | 0
SA1 | VPP | 0 | 0 | 0 | 0 | 0 | 0 | 0 | 0 | 0 | 0 | 0 | 0 | 0 | 0 | 0 | 0 | 0 | 0 | 0 | 0 | 0 | 0 | 0 | 0 | 0
Total |  | 0 | 0 | 0 | 0 | 0 | 0 | 0 | 0 | 0 | 0 | 0 | 0 | 0 | 0 | 0 | 0 | 0 | 0 | 0 | 0 | 0 | 0 | 0 | 0 | 0
Region | Technology | 2026-27 | 2027-28 | 2028-29 | 2029-30 | 2030-31 | 2031-32 | 2032-33 | 2033-34 | 2034-35 | 2035-36 | 2036-37 | 2037-38 | 2038-39 | 2039-40 | 2040-41 | 2041-42 | 2042-43 | 2043-44 | 2044-45 | 2045-46 | 2046-47 | 2047-48 | 2048-49 | 2049-50 | 2050-51
TAS1 | Black Coal | 0 | 0 | 0 | 0 | 0 | 0 | 0 | 0 | 0 | 0 | 0 | 0 | 0 | 0 | 0 | 0 | 0 | 0 | 0 | 0 | 0 | 0 | 0 | 0 | 0
TAS1 | Brown Coal | 0 | 0 | 0 | 0 | 0 | 0 | 0 | 0 | 0 | 0 | 0 | 0 | 0 | 0 | 0 | 0 | 0 | 0 | 0 | 0 | 0 | 0 | 0 | 0 | 0
TAS1 | CCGT | 0 | 0 | 0 | 0 | 0 | 0 | 0 | 0 | 0 | 0 | 0 | 0 | 0 | 0 | 0 | 0 | 0 | 0 | 0 | 0 | 0 | 0 | 0 | 0 | 0
TAS1 | Gas - Steam | 0 | 0 | 0 | 0 | 0 | 0 | 0 | 0 | 0 | 0 | 0 | 0 | 0 | 0 | 0 | 0 | 0 | 0 | 0 | 0 | 0 | 0 | 0 | 0 | 0
TAS1 | OCGT / Diesel | 0 | 0 | 0 | 0 | 0 | 0 | 0 | 0 | 0 | 0 | 0 | 0 | 0 | 0 | 0 | 0 | 0 | 0 | 0 | 0 | 0 | 0 | 0 | 0 | 0
TAS1 | Hydro | 0 | 0 | 0 | 0 | 0 | 0 | 0 | 0 | 0 | 0 | 0 | 0 | 0 | 0 | 0 | 0 | 0 | 0 | 0 | 0 | 0 | 0 | 0 | 0 | 0
TAS1 | Hydrogen Electrolyser | 0 | 0 | 0 | 0 | 0 | 0 | 0 | 0 | 0 | 0 | 0 | 0 | 0 | 0 | 0 | 0 | 0 | 0 | 0 | 0 | 0 | 0 | 0 | 0 | 0
TAS1 | Wind | 0 | 0 | 0 | 0 | 0 | 0 | 0 | 0 | 0 | 0 | 0 | 0 | 0 | 0 | 0 | 0 | 0 | 0 | 0 | 0 | 0 | 0 | 0 | 0 | 0
TAS1 | Solar PV | 0 | 0 | 0 | 0 | 0 | 0 | 0 | 0 | 0 | 0 | 0 | 0 | 0 | 0 | 0 | 0 | 0 | 0 | 0 | 0 | 0 | 0 | 0 | 0 | 0
TAS1 | Grid Battery | 0 | 0 | 0 | 0 | 0 | 0 | 0 | 0 | 0 | 0 | 0 | 0 | 0 | 0 | 0 | 0 | 0 | 0 | 0 | 0 | 0 | 0 | 0 | 0 | 0
TAS1 | PHES | 0 | 0 | 0 | 0 | 0 | 0 | 0 | 0 | 0 | 0 | 0 | 0 | 0 | 0 | 0 | 0 | 0 | 0 | 0 | 0 | 0 | 0 | 0 | 0 | 0
TAS1 | VPP | 0 | 0 | 0 | 0 | 0 | 0 | 0 | 0 | 0 | 0 | 0 | 0 | 0 | 0 | 0 | 0 | 0 | 0 | 0 | 0 | 0 | 0 | 0 | 0 | 0
Total |  | 0 | 0 | 0 | 0 | 0 | 0 | 0 | 0 | 0 | 0 | 0 | 0 | 0 | 0 | 0 | 0 | 0 | 0 | 0 | 0 | 0 | 0 | 0 | 0 | 0

## BaseCase_REZ Tx Cost
REZ transmission expansion cost by region ($000s) - BaseCase, Accelerated Transition Scenario
REZ Expansion | Real June 2025 dollars discounted to 1 July 2025. As with the total capital costs, the REZ transmission expansion costs are annualised for modelling purposes. Build costs do not include capital costs of existing, committed and anticipated transmission projects since there will be no difference in these costs between the Base Case and option case.
Explicitly modelled generation
Region | Technology | 2026-27 | 2027-28 | 2028-29 | 2029-30 | 2030-31 | 2031-32 | 2032-33 | 2033-34 | 2034-35 | 2035-36 | 2036-37 | 2037-38 | 2038-39 | 2039-40 | 2040-41 | 2041-42 | 2042-43 | 2043-44 | 2044-45 | 2045-46 | 2046-47 | 2047-48 | 2048-49 | 2049-50 | 2050-51
NSW1 | Transmission | 0 | 76234.1802 | 117544.1402 | 135080.9443 | 126243.8731 | 118297.2099 | 110245.8502 | 103033.5048 | 96292.9951 | 90231.6475 | 84090.4422 | 81781.7254 | 77134.1076 | 72278.7529 | 67483.1206 | 81813.1594 | 86865.6406 | 88788.7169 | 83410.8735 | 80751.5993 | 76841.794 | 95644.7934 | 89135.1671 | 83303.8945 | 77854.107
QLD1 | Transmission | 0 | 5969.5105 | 56276.5046 | 56870.8724 | 53150.3481 | 68068.091 | 65355.2368 | 69381.8281 | 77046.237 | 75028.2103 | 73989.1134 | 69259.9558 | 64728.9306 | 61771.0306 | 57781.1861 | 54257.9276 | 50715.5544 | 47536.2159 | 44300.8803 | 41404.0955 | 38795.5471 | 36388.1178 | 34664.622 | 32396.843 | 30282.4245
VIC1 | Transmission | 0 | 0.00054346 | 15208.8807 | 24724.2253 | 45956.2726 | 65919.4884 | 74478.1865 | 86296.5527 | 96582.2299 | 113087.7355 | 117671.1353 | 120075.0183 | 123891.0909 | 116092.528 | 109259.7791 | 102688.2129 | 100309.1917 | 93995.0368 | 87597.6936 | 81867.0034 | 76511.2181 | 71695.0724 | 66815.4745 | 62444.3687 | 58359.223
SA1 | Transmission | 0 | 0.0032625 | 0.003065 | 0.0028804 | 0.0027813 | 0.0043782 | 0.0040944 | 0.003833 | 0.0035947 | 0.0034385 | 0.0032113 | 6270.372 | 7030.0529 | 8963.8814 | 9157.2552 | 12862.1785 | 15980.6226 | 21647.9335 | 21117.0939 | 19735.6018 | 20327.2106 | 24992.8988 | 23291.8713 | 21768.104 | 20344.0225
TAS1 | Transmission | 0 | 0 | 0 | 0 | 0 | 0 | 0 | 0 | 0 | 0 | 0 | 0 | 0 | 0 | 0 | 0 | 0 | 0 | 0 | 0 | 0 | 7.1492e-06 | 5.8918e-05 | 5.5064e-05 | 5.1461e-05
NEM | Total | 0 | 82203.6945 | 189029.5285 | 216676.0449 | 225350.4966 | 252284.7937 | 250079.2776 | 258711.8894 | 269921.4656 | 278347.5968 | 275750.6941 | 277387.0714 | 272784.1821 | 259106.1929 | 243681.3411 | 251621.4785 | 253871.0093 | 251967.903 | 236426.5414 | 223758.3 | 212475.7697 | 228720.8824 | 213907.135 | 199913.2102 | 186839.777

## BaseCase_USE+DSP Cost
USE / DSP cost by region ($000s) - BaseCase, Accelerated Transition Scenario
USE / DSP | Real June 2025 dollars discounted to 1 July 2025
Explicitly modelled generation
Region | Technology | 2026-27 | 2027-28 | 2028-29 | 2029-30 | 2030-31 | 2031-32 | 2032-33 | 2033-34 | 2034-35 | 2035-36 | 2036-37 | 2037-38 | 2038-39 | 2039-40 | 2040-41 | 2041-42 | 2042-43 | 2043-44 | 2044-45 | 2045-46 | 2046-47 | 2047-48 | 2048-49 | 2049-50 | 2050-51
NSW1 | USE / DSP | 1164.0879 | 820.7717 | 2647.477 | 1028.5427 | 6557.6131 | 916.8847 | 14908.5176 | 662.392 | 1267.9558 | 973.7654 | 606.2096 | 30021.7572 | 904.1655 | 9425.1996 | 753.5294 | 4027.9964 | 647.8473 | 5514.8826 | 3875.4093 | 6903.3871 | 9123.2848 | 8130.9191 | 22361.4831 | 14348.6524 | 271.4448
QLD1 | USE / DSP | 2183.0778 | 2921.9076 | 50842.0275 | 22661.5595 | 446767.9618 | 19531.9475 | 14291.9581 | 31281.2844 | 18843.4155 | 16188.2613 | 17793.3315 | 68189.2644 | 27066.7617 | 76978.0939 | 25828.8855 | 26362.7736 | 25275.3458 | 43611.2128 | 36437.8808 | 68038.1668 | 58120.2928 | 61686.7968 | 119503.3244 | 80370.3788 | 6795.5324
VIC1 | USE / DSP | 1107.024 | 864.4201 | 43171.9687 | 575.3475 | 1174.26 | 13043.1071 | 39835.836 | 741.6061 | 1166.8069 | 690.6644 | 537.3668 | 36020.3175 | 638.7006 | 748.9153 | 655.3725 | 1013.1872 | 426.7518 | 1581.7537 | 31482.8133 | 1077.6171 | 2693.6166 | 2348.7615 | 3191.2388 | 3005.0147 | 140.3042
SA1 | USE / DSP | 140217.1452 | 33262.8256 | 41026.232 | 28956.9236 | 31869.9209 | 27285.0135 | 33664.9087 | 29220.7038 | 42265.7918 | 25785.5668 | 23476.0336 | 37872.9278 | 39744.1708 | 39570.9258 | 35144.9713 | 45861.0183 | 34798.4106 | 49544.7728 | 39386.5268 | 38279.7438 | 57381.2228 | 55063.9268 | 62894.9108 | 63231.9968 | 9340.9313
TAS1 | USE / DSP | 0.0013348 | 0.00092881 | 0.00082054 | 0.0008163 | 0.00081806 | 0.00081733 | 34.5127 | 0.00081793 | 0.00081586 | 172.2978 | 0.00081333 | 0.00081692 | 0.00081862 | 0.00081666 | 0.00089504 | 143.0362 | 0.00083278 | 2449.0124 | 618.2176 | 234.3668 | 14.9431 | 44.6104 | 23458.4244 | 18531.2604 | 0.0008343
NEM | Total | 144671.3362 | 37869.9259 | 137687.7061 | 53222.3742 | 486369.7566 | 60776.9536 | 102735.7331 | 61905.9871 | 63543.9709 | 43810.5558 | 42412.9423 | 172104.2678 | 68353.7994 | 126723.1355 | 62382.7597 | 77408.0117 | 61148.3563 | 102701.6343 | 111800.8479 | 114533.2817 | 127333.3602 | 127275.0145 | 231409.3815 | 179487.3032 | 16548.2135

## BaseCase_SyncCon Cost
SyncCon cost by region ($000s) - BaseCase, Accelerated Transition Scenario
SyncCon | Real June 2025 dollars discounted to 1 July 2025. SyncCon is only explicitly modelled in Tasmania, mainland NEM regions have SyncCon costs built into new entrant costs.
Explicitly modelled generation
Region | Technology | 2026-27 | 2027-28 | 2028-29 | 2029-30 | 2030-31 | 2031-32 | 2032-33 | 2033-34 | 2034-35 | 2035-36 | 2036-37 | 2037-38 | 2038-39 | 2039-40 | 2040-41 | 2041-42 | 2042-43 | 2043-44 | 2044-45 | 2045-46 | 2046-47 | 2047-48 | 2048-49 | 2049-50 | 2050-51
NSW1 | SyncCon | 0 | 0 | 0 | 0 | 0 | 0 | 0 | 0 | 0 | 0 | 0 | 0 | 0 | 0 | 0 | 0 | 0 | 0 | 0 | 0 | 0 | 0 | 0 | 0 | 0
QLD1 | SyncCon | 0 | 0 | 0 | 0 | 0 | 0 | 0 | 0 | 0 | 0 | 0 | 0 | 0 | 0 | 0 | 0 | 0 | 0 | 0 | 0 | 0 | 0 | 0 | 0 | 0
VIC1 | SyncCon | 0 | 0 | 0 | 0 | 0 | 0 | 0 | 0 | 0 | 0 | 0 | 0 | 0 | 0 | 0 | 0 | 0 | 0 | 0 | 0 | 0 | 0 | 0 | 0 | 0
SA1 | SyncCon | 0 | 0 | 0 | 0 | 0 | 0 | 0 | 0 | 0 | 0 | 0 | 0 | 0 | 0 | 0 | 0 | 0 | 0 | 0 | 0 | 0 | 0 | 0 | 0 | 0
TAS1 | SyncCon | 0 | 0 | 0 | 594.2621 | 1333.3295 | 1536.7339 | 1441.3121 | 1193.2448 | 1136.9351 | 1515.1248 | 1343.7018 | 1143.2616 | 1191.5619 | 1224.7179 | 1139.4102 | 1079.6557 | 790.5153 | 872.9145 | 836.7084 | 779.7704 | 706.0202 | 561.1139 | 579.483 | 546.1807 | 467.092
NEM | Total | 0 | 0 | 0 | 594.2621 | 1333.3295 | 1536.7339 | 1441.3121 | 1193.2448 | 1136.9351 | 1515.1248 | 1343.7018 | 1143.2616 | 1191.5619 | 1224.7179 | 1139.4102 | 1079.6557 | 790.5153 | 872.9145 | 836.7084 | 779.7704 | 706.0202 | 561.1139 | 579.483 | 546.1807 | 467.092

## BaseCase_Emissions Cost
NEM Emissions cost ($000s) - BaseCase, Accelerated Transition Scenario
Emissions | Real June 2025 dollars discounted to 1 July 2025
Emissions from explicitly modelled generation
Region | Technology | 2026-27 | 2027-28 | 2028-29 | 2029-30 | 2030-31 | 2031-32 | 2032-33 | 2033-34 | 2034-35 | 2035-36 | 2036-37 | 2037-38 | 2038-39 | 2039-40 | 2040-41 | 2041-42 | 2042-43 | 2043-44 | 2044-45 | 2045-46 | 2046-47 | 2047-48 | 2048-49 | 2049-50 | 2050-51
NEM | Total | 7169464.0756 | 5414307.9939 | 1874455.2427 | 1076217.5827 | 811368.4778 | 651097.1026 | 667570.3848 | 550882.0912 | 636087.3345 | 446861.0651 | 445360.9871 | 474578.2229 | 472348.7756 | 495065.7903 | 464980.7683 | 407280.3056 | 298562.3984 | 511928.5853 | 329395.2283 | 400560.2458 | 384459.9593 | 276962.2433 | 415679.8654 | 311587.4562 | 459452.2725

## ML1_CF
Annual capacity factor by technology - ML1, Accelerated Transition Scenario
Non-scheduled generation including Distributed PV is not shown.
Region | Technology | 2026-27 | 2027-28 | 2028-29 | 2029-30 | 2030-31 | 2031-32 | 2032-33 | 2033-34 | 2034-35 | 2035-36 | 2036-37 | 2037-38 | 2038-39 | 2039-40 | 2040-41 | 2041-42 | 2042-43 | 2043-44 | 2044-45 | 2045-46 | 2046-47 | 2047-48 | 2048-49 | 2049-50 | 2050-51
NEM | Black Coal | 38.45% | 28.73% | 46.07% | 69.54% | 66.94% | 65.4% | 59.59% | 61.91% | 63.55% | 48.96% | 53.52% | - | - | - | - | - | - | - | - | - | - | - | - | - | -
NEM | Brown Coal | 44.51% | 44.15% | 48.29% | 42.28% | - | - | - | - | - | - | - | - | - | - | - | - | - | - | - | - | - | - | - | - | -
NEM | CCGT | 49.06% | 40.22% | 47.64% | 41.17% | 37.81% | 32.41% | 35.6% | 34.93% | 32.79% | 28.21% | 28.76% | 31.95% | 30.79% | 30.63% | 29.9% | 26.85% | 27.27% | 29.24% | 25.97% | 31.81% | 38.15% | 32.5% | 36.43% | 34.24% | 49.25%
NEM | Gas - Steam | 26.33% | 12.82% | 19.29% | 10.59% | 11.28% | 7.796% | 7.895% | 4.307% | 8.449% | 4.04% | 4.138% | 4.942% | 3.23% | 52.89% | 52.22% | 53.94% | 58.48% | 55.58% | 51.02% | 48.49% | 49% | 51.85% | 48.02% | 48.3% | -
NEM | OCGT / Diesel | 19.36% | 12.49% | 20.86% | 16.08% | 15.93% | 14.55% | 13.94% | 10.73% | 16.8% | 8.716% | 9.771% | 11.78% | 12.19% | 14.29% | 13.21% | 11.37% | 5.946% | 12.37% | 7.39% | 10.25% | 10.32% | 7.09% | 11.22% | 7.835% | 13.54%
NEM | Hydro | 26.99% | 22.83% | 26.65% | 24.76% | 23.71% | 21.92% | 20.98% | 22.51% | 24.82% | 20.68% | 19.4% | 24.97% | 20.26% | 19.44% | 18.59% | 17.98% | 20.9% | 21.16% | 19.39% | 16.96% | 21.94% | 20.95% | 18.04% | 17.7% | 18.17%
NEM | Hydrogen Turbine | bar: 2026-27 to 2050-51
NEM | Wind | 33.9% | 35.79% | 33.81% | 34.14% | 33.99% | 35.66% | 34.28% | 33.38% | 33.7% | 35.57% | 35.99% | 32.97% | 33.16% | 32.44% | 34.08% | 31.74% | 31.79% | 31.24% | 32.42% | 33.54% | 30.99% | 29.99% | 29.63% | 30.98% | 30.36%
NEM | Solar PV | 26.08% | 24.72% | 23.56% | 23.12% | 23.62% | 23.82% | 24.7% | 24.11% | 23.38% | 24.66% | 24.4% | 21.44% | 21.63% | 20.99% | 21.7% | 21.32% | 21.31% | 20.29% | 20.85% | 21.46% | 19.97% | 19.1% | 18.61% | 18.95% | 20.07%
NEM | Grid Battery | 15.97% | 16.29% | 13.02% | 13.75% | 14.33% | 13.68% | 14.2% | 13.15% | 12% | 12.09% | 12.41% | 12.82% | 12.05% | 11.16% | 10.82% | 10.52% | 11.07% | 10.58% | 9.81% | 10.48% | 10.94% | 9.339% | 8.579% | 8.958% | 10.41%
NEM | PHES | 15.62% | 17.91% | 25.23% | 19.48% | 22.04% | 20.88% | 22.65% | 21.41% | 22.2% | 20.9% | 20.08% | 21.77% | 19.35% | 18.74% | 17.35% | 17.89% | 17.36% | 16.66% | 16.07% | 17.26% | 15.29% | 12.16% | 10.8% | 10.33% | 13.47%
NEM | VPP | 10.83% | 11.88% | 6.798% | 6.82% | 7.691% | 7.935% | 8.218% | 8.266% | 8.518% | 8.997% | 9.291% | 9.149% | 9.233% | 9.282% | 8.894% | 9.213% | 8.894% | 8.761% | 8.988% | 9.632% | 8.817% | 7.752% | 7.824% | 7.46% | 8.454%
Region | Technology | 2026-27 | 2027-28 | 2028-29 | 2029-30 | 2030-31 | 2031-32 | 2032-33 | 2033-34 | 2034-35 | 2035-36 | 2036-37 | 2037-38 | 2038-39 | 2039-40 | 2040-41 | 2041-42 | 2042-43 | 2043-44 | 2044-45 | 2045-46 | 2046-47 | 2047-48 | 2048-49 | 2049-50 | 2050-51
NSW1 | Black Coal | 37.12% | 23.91% | 37.32% | - | - | - | - | - | - | - | - | - | - | - | - | - | - | - | - | - | - | - | - | - | -
NSW1 | Brown Coal | bar: 2026-27 to 2050-51
NSW1 | CCGT | 60.86% | 52.18% | 55.21% | 52.86% | 43.29% | 36.24% | 45% | 46.83% | 37.06% | 40.23% | 37.84% | 39.61% | 36.64% | 36.32% | 37.53% | 35.18% | 35.01% | 48.68% | 48.79% | 46.62% | 49.25% | 39.11% | 45.78% | 44.27% | 49.25%
NSW1 | Gas - Steam | bar: 2026-27 to 2050-51
NSW1 | OCGT / Diesel | 26.18% | 22.76% | 32.4% | 25.24% | 23.15% | 25.14% | 20.91% | 16.14% | 21.8% | 13.82% | 14.39% | 15.16% | 17.88% | 17.65% | 17.8% | 12.66% | 8.454% | 16.59% | 10.96% | 14.85% | 13.69% | 11.3% | 14.61% | 13.22% | 16.01%
NSW1 | Hydro | 14.58% | 12.84% | 17.94% | 13.47% | 13.03% | 11.3% | 10.53% | 13.06% | 13.93% | 11.47% | 9.093% | 16.5% | 12.21% | 10.18% | 9.452% | 8.832% | 11.63% | 12.16% | 11.13% | 8.119% | 14.34% | 11.18% | 9.62% | 9.339% | 8.47%
NSW1 | Hydrogen Turbine | bar: 2026-27 to 2050-51
NSW1 | Wind | 33.59% | 35.99% | 33.5% | 33.34% | 32.65% | 32.55% | 33.28% | 31.87% | 30.93% | 33.14% | 32.71% | 31.69% | 29.76% | 29.91% | 29.95% | 28.94% | 29.03% | 27.03% | 28.61% | 28.67% | 28.32% | 26% | 26.2% | 26.38% | 27.01%
NSW1 | Solar PV | 24.78% | 23.37% | 24.65% | 21.39% | 22.28% | 22.24% | 23.95% | 23.81% | 22.92% | 24.82% | 24.28% | 20.87% | 20.93% | 21.23% | 21.83% | 21.98% | 21.32% | 20.21% | 21.32% | 22.04% | 20.07% | 18.63% | 18.81% | 18.43% | 20.32%
NSW1 | Grid Battery | 19.5% | 18.31% | 15.22% | 16.03% | 16.92% | 16.02% | 16.81% | 15.85% | 15.89% | 16.5% | 16.55% | 15.55% | 14.93% | 13.89% | 14.1% | 13.54% | 13.55% | 13.38% | 13.2% | 13.74% | 12.66% | 11.6% | 12.07% | 12.34% | 13.5%
NSW1 | PHES | 16.46% | 18.28% | 72.13% | 21.83% | 24.8% | 23.65% | 25.42% | 24.03% | 25.25% | 25.92% | 24.06% | 26.06% | 23.78% | 24.61% | 22.34% | 24.41% | 21.51% | 21.23% | 21.4% | 23.99% | 20.99% | 15.41% | 14.44% | 12.18% | 17.29%
NSW1 | VPP | 11.61% | 11.71% | 7.044% | 7.27% | 8.053% | 8.345% | 8.556% | 8.716% | 9.022% | 9.801% | 9.995% | 9.809% | 9.952% | 10.23% | 10.07% | 10.22% | 9.575% | 9.635% | 10.4% | 10.63% | 9.615% | 8.714% | 8.714% | 8.466% | 9.93%
Region | Technology | 2026-27 | 2027-28 | 2028-29 | 2029-30 | 2030-31 | 2031-32 | 2032-33 | 2033-34 | 2034-35 | 2035-36 | 2036-37 | 2037-38 | 2038-39 | 2039-40 | 2040-41 | 2041-42 | 2042-43 | 2043-44 | 2044-45 | 2045-46 | 2046-47 | 2047-48 | 2048-49 | 2049-50 | 2050-51
QLD1 | Black Coal | 39.83% | 33.68% | 58.26% | 69.54% | 66.94% | 65.4% | 59.59% | 61.91% | 63.55% | 48.96% | 53.52% | - | - | - | - | - | - | - | - | - | - | - | - | - | -
QLD1 | Brown Coal | bar: 2026-27 to 2050-51
QLD1 | CCGT | 55.68% | 40.45% | 50.98% | 41.66% | 38.48% | 33.78% | 35.22% | 32.36% | 33.02% | 26.42% | 28.55% | 32.28% | 32.14% | 32.25% | 29.9% | 25.71% | 26.67% | 28.1% | 23.02% | 34.31% | 59.12% | 56.28% | 59.02% | 52.88% | -
QLD1 | Gas - Steam | 72.84% | 61.42% | 72.25% | 73.43% | 70.3% | 63.77% | 63.31% | 64.23% | 63.68% | 51.97% | 57.37% | 60.46% | 53.7% | 52.89% | 52.22% | 53.94% | 58.48% | 55.58% | 51.02% | 48.49% | 49% | 51.85% | 48.02% | 48.3% | -
QLD1 | OCGT / Diesel | 21.34% | 3.662% | 12.84% | 12.19% | 10.82% | 9.438% | 6.199% | 5.546% | 10.72% | 4.87% | 8.423% | 8.039% | 9.05% | 10.75% | 8.373% | 5.961% | 3.631% | 7.67% | 4.921% | 10.87% | 4.63% | 3.916% | 5.169% | 1.283% | 4.893%
QLD1 | Hydro | 51.51% | 50.05% | 51.96% | 49.91% | 50.63% | 48.33% | 48.07% | 50.07% | 48.91% | 43.56% | 44.8% | 13.37% | 9.706% | 8.095% | 12.01% | 7.902% | 8.511e-09% | 6.663e-09% | 6.078e-09% | 5.747e-09% | 5.588e-09% | 5.312e-09% | 0.07158% | 6.119e-09% | 1.322e-08%
QLD1 | Hydrogen Turbine | bar: 2026-27 to 2050-51
QLD1 | Wind | 32.91% | 36.9% | 35.1% | 33.51% | 34.22% | 35.11% | 35.84% | 32.41% | 34.04% | 34.55% | 35.74% | 31% | 30.44% | 31% | 31.02% | 31.42% | 30.12% | 30.69% | 30.22% | 31.8% | 27.94% | 27.11% | 28.1% | 27.87% | 29.08%
QLD1 | Solar PV | 26.22% | 25.25% | 23.8% | 25.87% | 25.78% | 26.46% | 26.38% | 24.93% | 24.77% | 25.51% | 24.83% | 22.45% | 22.6% | 20.72% | 21.74% | 21.19% | 21.73% | 21.15% | 20.87% | 21.13% | 20.05% | 19.32% | 17.98% | 18.92% | 19.73%
QLD1 | Grid Battery | 16.87% | 17% | 15.31% | 16.65% | 16.36% | 16% | 16.51% | 15.28% | 15.46% | 15.58% | 16.13% | 17.37% | 16.53% | 15.27% | 14.81% | 13.81% | 14.99% | 13.76% | 12.24% | 12.82% | 14.2% | 12.31% | 10.21% | 11.79% | 13.78%
QLD1 | PHES | 15.37% | 17.8% | 11.5% | 10.62% | 11.64% | 10.45% | 12.2% | 11.53% | 10.73% | 15.4% | 15.71% | 17.07% | 14.49% | 12.3% | 11.87% | 10.75% | 12.82% | 11.65% | 10.23% | 9.879% | 9.042% | 8.6% | 6.802% | 8.302% | 9.268%
QLD1 | VPP | 12.73% | 14.1% | 7.332% | 7.774% | 8.208% | 8.811% | 9.208% | 9.579% | 9.9% | 10.21% | 10.37% | 10.36% | 10.6% | 10.7% | 10.77% | 10.82% | 10.88% | 10.78% | 10.86% | 10.71% | 10.61% | 10.72% | 10.46% | 10.9% | 10.92%
Region | Technology | 2026-27 | 2027-28 | 2028-29 | 2029-30 | 2030-31 | 2031-32 | 2032-33 | 2033-34 | 2034-35 | 2035-36 | 2036-37 | 2037-38 | 2038-39 | 2039-40 | 2040-41 | 2041-42 | 2042-43 | 2043-44 | 2044-45 | 2045-46 | 2046-47 | 2047-48 | 2048-49 | 2049-50 | 2050-51
VIC1 | Black Coal | bar: 2026-27 to 2050-51
VIC1 | Brown Coal | 44.51% | 44.15% | 48.29% | 42.28% | - | - | - | - | - | - | - | - | - | - | - | - | - | - | - | - | - | - | - | - | -
VIC1 | CCGT | bar: 2026-27 to 2050-51
VIC1 | Gas - Steam | 23.35% | 9.71% | 15.9% | 6.573% | 7.5% | 4.213% | 4.348% | 0.4721% | 4.914% | 0.9729% | 0.731% | 1.389% | 4.039e-08% | - | - | - | - | - | - | - | - | - | - | - | -
VIC1 | OCGT / Diesel | 16.44% | 11.76% | 21.77% | 15.11% | 15.83% | 10.13% | 15.11% | 9.856% | 17.17% | 6.764% | 7.301% | 10.84% | 8.133% | 13.5% | 11.54% | 13.22% | 4.444% | 10.36% | 6.054% | 6.949% | 10.54% | 5.28% | 12.17% | 6.649% | 14.63%
VIC1 | Hydro | 16.41% | 13.77% | 20.53% | 17.18% | 14.84% | 14.89% | 13.54% | 16.59% | 17.13% | 16.24% | 13.64% | 20.48% | 17.13% | 14.81% | 14.84% | 13.51% | 16.5% | 17.09% | 16.19% | 13.66% | 20.49% | 17.16% | 14.84% | 14.84% | 13.47%
VIC1 | Hydrogen Turbine | bar: 2026-27 to 2050-51
VIC1 | Wind | 33.14% | 34.1% | 31.8% | 34.42% | 33.72% | 36.87% | 33.25% | 33.93% | 34.74% | 36.86% | 37.37% | 34.33% | 36.34% | 34.53% | 37.77% | 33.3% | 33.99% | 34.06% | 35.53% | 37.45% | 34.1% | 33.72% | 32.14% | 35.24% | 32.84%
VIC1 | Solar PV | 32.07% | 25.59% | 23.19% | 23.47% | 23.52% | 23.56% | 24.35% | 24.15% | 23.84% | 24.94% | 25.29% | 22.29% | 23.28% | 23.44% | 23.38% | 22.21% | 22.06% | 21% | 22.29% | 22.27% | 20.58% | 20.91% | 20.64% | 20.7% | 21.34%
VIC1 | Grid Battery | 13.88% | 15.04% | 9.195% | 8.975% | 10.45% | 9.678% | 9.9% | 8.987% | 6.773% | 6.592% | 6.839% | 6.371% | 5.698% | 5.393% | 5.077% | 5.371% | 5.671% | 5.248% | 5.069% | 5.541% | 5.107% | 4.153% | 4.283% | 3.578% | 4.13%
VIC1 | PHES | bar: 2026-27 to 2050-51
VIC1 | VPP | 10.46% | 10.82% | 5.858% | 5.368% | 7.165% | 7.229% | 7.446% | 7.218% | 7.1% | 7.439% | 7.937% | 7.539% | 7.392% | 7.203% | 6.193% | 6.926% | 6.583% | 6.096% | 5.972% | 7.751% | 6.447% | 4.409% | 4.718% | 3.791% | 4.982%
Region | Technology | 2026-27 | 2027-28 | 2028-29 | 2029-30 | 2030-31 | 2031-32 | 2032-33 | 2033-34 | 2034-35 | 2035-36 | 2036-37 | 2037-38 | 2038-39 | 2039-40 | 2040-41 | 2041-42 | 2042-43 | 2043-44 | 2044-45 | 2045-46 | 2046-47 | 2047-48 | 2048-49 | 2049-50 | 2050-51
SA1 | Black Coal | bar: 2026-27 to 2050-51
SA1 | Brown Coal | bar: 2026-27 to 2050-51
SA1 | CCGT | 34.98% | 37.76% | 44.62% | 37.85% | 42.25% | 35.12% | 36.26% | 38.14% | 38.39% | 26.22% | 26.56% | - | - | - | - | - | - | - | - | - | - | - | - | - | -
SA1 | Gas - Steam | bar: 2026-27 to 2050-51
SA1 | OCGT / Diesel | 11.83% | 10.71% | 14.81% | 11.19% | 14.72% | 14.57% | 17.42% | 14.04% | 18.58% | 10.25% | 9.196% | 12.1% | 15.01% | 13.79% | 11.82% | 12.73% | 6.536% | 13.23% | 4.956% | 6.172% | 8.56% | 4.869% | 12.25% | 7.101% | 13.91%
SA1 | Hydro | bar: 2026-27 to 2050-51
SA1 | Hydrogen Turbine | bar: 2026-27 to 2050-51
SA1 | Wind | 36.26% | 35.53% | 35.47% | 35.27% | 35.47% | 37.63% | 34.52% | 35.29% | 33.03% | 37.73% | 38.29% | 33.84% | 34.81% | 33.56% | 35.58% | 32.68% | 33.59% | 30.81% | 34.06% | 34.79% | 31.55% | 30.96% | 30.48% | 32.19% | 30.25%
SA1 | Solar PV | 23.77% | 22.07% | 19.82% | 20.96% | 22.6% | 22.5% | 22.85% | 22.32% | 20.44% | 20.96% | 22.18% | 19.05% | 19.04% | 18.39% | 19.25% | 18.09% | 18.73% | 17.29% | 17.37% | 19.44% | 18.52% | 17.79% | 17.96% | 18.95% | 19.05%
SA1 | Grid Battery | 10.06% | 13.23% | 11.78% | 11.68% | 11.87% | 10.97% | 11.39% | 10.29% | 11.17% | 10.89% | 11.59% | 13.42% | 12.37% | 10.98% | 10% | 9.944% | 10.43% | 11.04% | 9.421% | 11.6% | 10.6% | 7.592% | 7.415% | 6.588% | 7.75%
SA1 | PHES | bar: 2026-27 to 2050-51
SA1 | VPP | 9.065% | 11.86% | 7.121% | 7.107% | 7.073% | 6.939% | 7.28% | 6.974% | 7.708% | 7.798% | 8.207% | 8.581% | 8.776% | 8.604% | 8.18% | 8.542% | 8.493% | 8.671% | 8.412% | 9.306% | 8.75% | 6.926% | 7.432% | 6.446% | 7.865%
Region | Technology | 2026-27 | 2027-28 | 2028-29 | 2029-30 | 2030-31 | 2031-32 | 2032-33 | 2033-34 | 2034-35 | 2035-36 | 2036-37 | 2037-38 | 2038-39 | 2039-40 | 2040-41 | 2041-42 | 2042-43 | 2043-44 | 2044-45 | 2045-46 | 2046-47 | 2047-48 | 2048-49 | 2049-50 | 2050-51
TAS1 | Black Coal | bar: 2026-27 to 2050-51
TAS1 | Brown Coal | bar: 2026-27 to 2050-51
TAS1 | CCGT | 0% | 2.42e-07% | 2.389e-07% | 2.752e-07% | 3.544e-07% | 3.841e-07% | 4.62e-07% | 4.632e-07% | 4.533e-07% | 4.318e-07% | 4.315e-07% | 4.485e-07% | 4.423e-07% | 4.786e-07% | 4.776e-07% | 4.854e-07% | 4.769e-07% | 4.807e-07% | 4.716e-07% | 4.639e-07% | 4.886e-07% | 4.801e-07% | 5.676e-07% | 5.624e-07% | -
TAS1 | Gas - Steam | bar: 2026-27 to 2050-51
TAS1 | OCGT / Diesel | 2.779% | 3.411e-07% | 0.3774% | 0.3827% | 6.239% | 4.404% | 3.711% | 2.163% | 2.293% | 1.654% | 1.434% | 2.861% | 1.369% | 1.907% | 1.734% | 3.745% | 0.4659% | 7.025% | 3.848% | 1.857% | 1.708% | 0.5238% | 5.208% | 1.097% | -
TAS1 | Hydro | 48.45% | 40.16% | 39.97% | 42.18% | 39.4% | 36.03% | 35.25% | 34.57% | 39.88% | 31.56% | 32.23% | 37.11% | 30.82% | 32.4% | 30.46% | 30.64% | 34.21% | 33.97% | 30.7% | 28.75% | 31.33% | 34.23% | 29.43% | 28.75% | 32%
TAS1 | Hydrogen Turbine | bar: 2026-27 to 2050-51
TAS1 | Wind | 35.47% | 39.43% | 38.85% | 36.67% | 37.64% | 40.91% | 38.28% | 38.93% | 40.59% | 40.07% | 40.3% | 37.97% | 37.64% | 34.62% | 39.48% | 37.41% | 37.92% | 39.41% | 41.25% | 42.18% | 41.41% | 41.7% | 39.87% | 43.73% | 42.98%
TAS1 | Solar PV | - | - | 20.53% | 20.36% | 20.76% | 20.45% | 21.31% | 20.89% | 20.65% | 21.03% | 20.95% | 20.49% | 20.19% | 20.72% | 20.46% | 21.09% | 20.5% | 20.18% | 20.85% | 20.63% | 20.3% | 19.77% | 20.68% | 20.31% | 21%
TAS1 | Grid Battery | bar: 2026-27 to 2050-51
TAS1 | PHES | bar: 2026-27 to 2050-51
TAS1 | VPP | 1.508% | 5.997% | 4.997% | 4.697% | 6.146% | 6.093% | 6.623% | 6.438% | 6.714% | 7.718% | 8.055% | 7.852% | 7.53% | 7.482% | 6.301% | 7.153% | 7.13% | 6.62% | 6.833% | 7.302% | 6.947% | 6.223% | 6.351% | 5.277% | 5.538%
Explicitly modelled pumping
Region | Technology | 2026-27 | 2027-28 | 2028-29 | 2029-30 | 2030-31 | 2031-32 | 2032-33 | 2033-34 | 2034-35 | 2035-36 | 2036-37 | 2037-38 | 2038-39 | 2039-40 | 2040-41 | 2041-42 | 2042-43 | 2043-44 | 2044-45 | 2045-46 | 2046-47 | 2047-48 | 2048-49 | 2049-50 | 2050-51
NEM | Grid Battery Pump | 18.17% | 18.74% | 15.27% | 16.25% | 16.91% | 16.14% | 16.77% | 15.53% | 14.17% | 14.27% | 14.67% | 15.22% | 14.25% | 13.18% | 12.84% | 12.39% | 13.11% | 12.48% | 11.58% | 12.4% | 12.94% | 11.06% | 10.11% | 10.56% | 12.29%
NEM | PHES Pump | 25.04% | 29.5% | 31.84% | 25.55% | 29.12% | 27.35% | 28.89% | 28.69% | 28.54% | 26.65% | 26.51% | 28.16% | 24.45% | 23.67% | 22.31% | 22.44% | 22.54% | 21.21% | 20.65% | 22.24% | 18.87% | 16.16% | 13.23% | 13.2% | 17.22%
NEM | VPP Pump | 12.97% | 14.26% | 8.141% | 8.188% | 9.215% | 9.515% | 9.858% | 9.914% | 10.22% | 10.78% | 11.14% | 10.98% | 11.07% | 11.12% | 10.69% | 11.02% | 10.68% | 10.49% | 10.78% | 11.58% | 10.55% | 9.323% | 9.355% | 8.948% | 10.13%
Region | Technology | 2026-27 | 2027-28 | 2028-29 | 2029-30 | 2030-31 | 2031-32 | 2032-33 | 2033-34 | 2034-35 | 2035-36 | 2036-37 | 2037-38 | 2038-39 | 2039-40 | 2040-41 | 2041-42 | 2042-43 | 2043-44 | 2044-45 | 2045-46 | 2046-47 | 2047-48 | 2048-49 | 2049-50 | 2050-51
NSW1 | Grid Battery Pump | 21.71% | 20.8% | 17.61% | 18.75% | 19.8% | 18.71% | 19.71% | 18.57% | 18.62% | 19.34% | 19.41% | 18.26% | 17.45% | 16.2% | 16.53% | 15.73% | 15.83% | 15.58% | 15.37% | 16.08% | 14.65% | 13.48% | 13.83% | 14.13% | 15.49%
NSW1 | PHES Pump | 25.73% | 30.57% | 43.64% | 27.28% | 31.22% | 29.49% | 30.81% | 30.76% | 30.81% | 30.74% | 30.04% | 31.6% | 27.93% | 28.65% | 26.57% | 28.19% | 26.17% | 25.09% | 25.46% | 28.5% | 23.73% | 19.36% | 16.03% | 14.59% | 20.5%
NSW1 | VPP Pump | 13.91% | 14.05% | 8.438% | 8.717% | 9.657% | 10.01% | 10.26% | 10.45% | 10.82% | 11.75% | 11.98% | 11.79% | 11.92% | 12.26% | 12.11% | 12.22% | 11.48% | 11.55% | 12.47% | 12.78% | 11.49% | 10.49% | 10.41% | 10.15% | 11.91%
Region | Technology | 2026-27 | 2027-28 | 2028-29 | 2029-30 | 2030-31 | 2031-32 | 2032-33 | 2033-34 | 2034-35 | 2035-36 | 2036-37 | 2037-38 | 2038-39 | 2039-40 | 2040-41 | 2041-42 | 2042-43 | 2043-44 | 2044-45 | 2045-46 | 2046-47 | 2047-48 | 2048-49 | 2049-50 | 2050-51
QLD1 | Grid Battery Pump | 19.52% | 19.77% | 18.21% | 19.9% | 19.54% | 19.12% | 19.7% | 18.25% | 18.46% | 18.58% | 19.26% | 20.84% | 19.72% | 18.25% | 17.74% | 16.48% | 17.93% | 16.41% | 14.63% | 15.3% | 17.03% | 14.72% | 12.27% | 14.13% | 16.55%
QLD1 | PHES Pump | 24.23% | 28.24% | 18.07% | 16.72% | 18.33% | 16.42% | 19.1% | 18.08% | 16.88% | 21.09% | 21.73% | 23.5% | 19.73% | 16.91% | 16.53% | 14.63% | 17.62% | 15.94% | 14.11% | 13.74% | 12.27% | 11.83% | 9.438% | 11.32% | 12.76%
QLD1 | VPP Pump | 15.25% | 16.92% | 8.786% | 9.321% | 9.842% | 10.57% | 11.04% | 11.49% | 11.87% | 12.24% | 12.43% | 12.42% | 12.71% | 12.83% | 12.91% | 12.97% | 13.04% | 12.93% | 13.02% | 12.84% | 12.72% | 12.85% | 12.54% | 13.07% | 13.09%
Region | Technology | 2026-27 | 2027-28 | 2028-29 | 2029-30 | 2030-31 | 2031-32 | 2032-33 | 2033-34 | 2034-35 | 2035-36 | 2036-37 | 2037-38 | 2038-39 | 2039-40 | 2040-41 | 2041-42 | 2042-43 | 2043-44 | 2044-45 | 2045-46 | 2046-47 | 2047-48 | 2048-49 | 2049-50 | 2050-51
VIC1 | Grid Battery Pump | 15.76% | 17.19% | 10.63% | 10.46% | 12.15% | 11.27% | 11.54% | 10.44% | 7.891% | 7.682% | 7.98% | 7.43% | 6.644% | 6.255% | 5.922% | 6.206% | 6.624% | 6.072% | 5.886% | 6.473% | 5.905% | 4.821% | 4.911% | 4.103% | 4.715%
VIC1 | PHES Pump | bar: 2026-27 to 2050-51
VIC1 | VPP Pump | 12.53% | 13% | 7.01% | 6.463% | 8.571% | 8.669% | 8.943% | 8.665% | 8.519% | 8.899% | 9.517% | 9.04% | 8.88% | 8.622% | 7.465% | 8.272% | 7.932% | 7.276% | 7.16% | 9.332% | 7.695% | 5.325% | 5.622% | 4.548% | 5.971%
Region | Technology | 2026-27 | 2027-28 | 2028-29 | 2029-30 | 2030-31 | 2031-32 | 2032-33 | 2033-34 | 2034-35 | 2035-36 | 2036-37 | 2037-38 | 2038-39 | 2039-40 | 2040-41 | 2041-42 | 2042-43 | 2043-44 | 2044-45 | 2045-46 | 2046-47 | 2047-48 | 2048-49 | 2049-50 | 2050-51
SA1 | Grid Battery Pump | 11.89% | 15.65% | 14.04% | 13.98% | 14.14% | 13.08% | 13.63% | 12.25% | 13.33% | 13.01% | 13.85% | 16.08% | 14.86% | 13.1% | 12.03% | 11.84% | 12.53% | 13.16% | 11.28% | 13.97% | 12.62% | 9.138% | 8.772% | 7.922% | 9.202%
SA1 | PHES Pump | bar: 2026-27 to 2050-51
SA1 | VPP Pump | 10.86% | 14.24% | 8.523% | 8.544% | 8.464% | 8.319% | 8.736% | 8.356% | 9.242% | 9.35% | 9.841% | 10.29% | 10.55% | 10.29% | 9.837% | 10.22% | 10.2% | 10.39% | 10.09% | 11.19% | 10.47% | 8.337% | 8.881% | 7.749% | 9.412%
Region | Technology | 2026-27 | 2027-28 | 2028-29 | 2029-30 | 2030-31 | 2031-32 | 2032-33 | 2033-34 | 2034-35 | 2035-36 | 2036-37 | 2037-38 | 2038-39 | 2039-40 | 2040-41 | 2041-42 | 2042-43 | 2043-44 | 2044-45 | 2045-46 | 2046-47 | 2047-48 | 2048-49 | 2049-50 | 2050-51
TAS1 | Grid Battery Pump | bar: 2026-27 to 2050-51
TAS1 | PHES Pump | bar: 2026-27 to 2050-51
TAS1 | VPP Pump | 1.8% | 7.213% | 5.978% | 5.633% | 7.368% | 7.306% | 7.942% | 7.72% | 8.082% | 9.227% | 9.693% | 9.386% | 9.029% | 8.971% | 7.57% | 8.564% | 8.579% | 7.93% | 8.176% | 8.794% | 8.295% | 7.5% | 7.579% | 6.367% | 6.601%

## ML1_Generation
Annual sent-out generation by technology (GWh) - ML1, Accelerated Transition Scenario
Non-scheduled generation including Distributed PV is not shown.
Region | Technology | 2026-27 | 2027-28 | 2028-29 | 2029-30 | 2030-31 | 2031-32 | 2032-33 | 2033-34 | 2034-35 | 2035-36 | 2036-37 | 2037-38 | 2038-39 | 2039-40 | 2040-41 | 2041-42 | 2042-43 | 2043-44 | 2044-45 | 2045-46 | 2046-47 | 2047-48 | 2048-49 | 2049-50 | 2050-51
NEM | Black Coal | 55434.0252 | 41418.2234 | 14061.0314 | 2741.1131 | 2638.6856 | 2578.1185 | 2348.8711 | 2440.6778 | 2505.0885 | 1929.9855 | 2109.6472 | 3.3782e-05 | 3.4614e-05 | 3.4392e-05 | 2.3037e-05 | 2.5201e-05 | 2.3474e-05 | 1.9906e-05 | 1.762e-05 | 1.4005e-05 | 1.2333e-05 | 1.2173e-05 | 1.1552e-05 | 1.195e-05 | 1.5838e-05
NEM | Brown Coal | 18852.9115 | 16533.1236 | 2453.3481 | 2147.9795 | 1.6488e-05 | 1.6472e-05 | 1.5238e-05 | 1.3932e-05 | 1.2845e-05 | 4.4557e-06 | 4.2777e-06 | 4.1661e-06 | 4.1521e-06 | 4.2429e-06 | 4.3083e-06 | 4.157e-06 | 4.2394e-06 | 4.2407e-06 | 4.0771e-06 | 4.133e-06 | 4.1062e-06 | 0 | 0 | 0 | 0
NEM | CCGT | 14310.8147 | 11731.9034 | 13145.5628 | 11358.9454 | 10434.1803 | 8943.1711 | 9822.5274 | 9639.4921 | 9047.6394 | 7785.2869 | 6965.2878 | 6257.3876 | 6030.7788 | 5612.1662 | 5478.1272 | 4918.6782 | 4996.1569 | 4229.8205 | 3756.9971 | 2805.8673 | 2550.0984 | 2172.0835 | 2434.6063 | 2288.2946 | 1618.0211
NEM | Gas - Steam | 1227.0234 | 597.4771 | 899.0956 | 493.7113 | 525.5598 | 363.3157 | 367.9325 | 200.7158 | 393.7336 | 188.2859 | 192.8369 | 230.321 | 150.527 | 148.2679 | 146.39 | 151.1915 | 163.944 | 155.8072 | 143.0161 | 135.9323 | 137.3681 | 145.3417 | 134.6034 | 135.3984 | 0
NEM | OCGT / Diesel | 13188.8532 | 8511.5989 | 14472.4976 | 11724.535 | 11438.8404 | 10449.051 | 10483.8829 | 7510.9342 | 12357.2774 | 7219.0342 | 8075.5112 | 10508.581 | 10878.3202 | 12201.4669 | 11136.801 | 9584.0775 | 4963.7286 | 12689.0213 | 6892.7595 | 9560.1031 | 9490.0665 | 6158.0017 | 10271.4266 | 6819.6048 | 12509.1645
NEM | Hydro | 17414.479 | 14732.6893 | 17197.1515 | 15976.0522 | 16006.5725 | 14793.1617 | 14162.1552 | 15193.719 | 16755.6457 | 13960.477 | 13093.9054 | 16853.5057 | 13672.8606 | 13119.4676 | 12547.5616 | 12136.3586 | 14104.0472 | 14282.1669 | 13087.8167 | 11447.315 | 14807.591 | 14140.5028 | 12176.6478 | 11950.1328 | 12267.7405
NEM | Hydrogen Turbine | 0 | 0 | 0 | 0 | 0 | 0 | 0 | 0 | 0 | 0 | 0 | 0 | 0 | 0 | 0 | 0 | 0 | 0 | 0 | 0 | 0 | 0 | 0 | 0 | 0
NEM | Wind | 41637.7508 | 65844.5069 | 92126.0151 | 98646.4959 | 105358.0721 | 113313.9722 | 121033.5052 | 135130.5159 | 140097.75 | 150534.8958 | 157663.5031 | 154993.2648 | 158824.358 | 161543.1858 | 167746.9322 | 171548.7231 | 179389.4477 | 175595.7917 | 182439.6244 | 185367.3233 | 184419.4601 | 189379.7656 | 187027.808 | 191710.7549 | 186886.2743
NEM | Solar PV | 28193.7914 | 38500.8482 | 49568.5425 | 65501.9973 | 69995.9753 | 70579.3582 | 73281.6292 | 73663.8294 | 80840.9826 | 88417.9544 | 92845.6577 | 105864.5897 | 108161.0761 | 110358.9238 | 117233.2511 | 120775.7239 | 125513.7034 | 133048.657 | 136126.39 | 139899.5396 | 148355.718 | 148642.2064 | 145873.8188 | 146122.2299 | 152675.0179
NEM | Grid Battery | 11405.5391 | 17998.6672 | 20770.3571 | 26163.7391 | 27413.1575 | 26400.8183 | 27692.588 | 25575.5609 | 26477.7003 | 26679.614 | 27346.2349 | 30743.4354 | 28780.7299 | 26794.6949 | 25933.3593 | 24930.5554 | 26165.9267 | 24553.9172 | 22158.4832 | 23036.7088 | 26198.0215 | 21850.1683 | 18534.5064 | 16537.2167 | 18308.2838
NEM | PHES | 1450.0695 | 1663.0244 | 2342.5424 | 6672.6806 | 7549.2826 | 7152.5398 | 7756.2975 | 7332.2099 | 7604.8694 | 10818.2161 | 10390.4006 | 11269.0218 | 10012.3986 | 9699.1602 | 8976.9066 | 9260.7794 | 8986.2326 | 8623.3303 | 8317.2832 | 8931.6626 | 7914.9034 | 6295.3085 | 5589.1133 | 5347.5384 | 6969.035
NEM | VPP | 731.781 | 1196.6776 | 987.0057 | 1390.8111 | 1976.4004 | 2527.5034 | 3207.8864 | 3922.818 | 4791.6937 | 5946.1967 | 7210.1697 | 8323.9664 | 9823.2133 | 11398.2519 | 12434.8266 | 14544.9035 | 15813.598 | 17422.6813 | 19916.6649 | 23627.0797 | 23813.3425 | 22946.5078 | 25281.2987 | 26205.1537 | 30514.3858
NEM | USE / DSP | 416.1216 | 126.2158 | 300.1748 | 2889.7787 | 2996.6414 | 3010.6811 | 2907.6704 | 2918.2809 | 3392.0748 | 3666.7664 | 3947.8862 | 4079.4683 | 4168.1967 | 4273.3643 | 4318.957 | 4630.965 | 4702.6981 | 5330.716 | 5250.8596 | 5517.0804 | 6040.536 | 6326.5018 | 7113.0696 | 7293.8577 | 5288.2526
Total |  | 204263.1604 | 218854.9558 | 228323.3246 | 245707.8393 | 256333.3678 | 260111.6909 | 273064.9458 | 283528.7539 | 304264.4553 | 317146.7131 | 329841.0408 | 349123.5419 | 350502.4593 | 355148.9497 | 365953.1127 | 372481.956 | 384799.4833 | 395931.9093 | 398089.8945 | 410328.6122 | 423727.1055 | 418056.3882 | 414436.8988 | 414410.1818 | 427036.1754
Region | Technology | 2026-27 | 2027-28 | 2028-29 | 2029-30 | 2030-31 | 2031-32 | 2032-33 | 2033-34 | 2034-35 | 2035-36 | 2036-37 | 2037-38 | 2038-39 | 2039-40 | 2040-41 | 2041-42 | 2042-43 | 2043-44 | 2044-45 | 2045-46 | 2046-47 | 2047-48 | 2048-49 | 2049-50 | 2050-51
NSW1 | Black Coal | 27083.6377 | 17445.4523 | 6630.1437 | 4.0391e-05 | 3.7218e-05 | 3.3644e-05 | 3.2965e-05 | 7.3333e-06 | 7.3359e-06 | 6.9893e-06 | 5.6621e-06 | 6.5864e-06 | 6.2739e-06 | 6.0684e-06 | 0 | 0 | 0 | 0 | 0 | 0 | 0 | 0 | 0 | 0 | 0
NSW1 | Brown Coal | 0 | 0 | 0 | 0 | 0 | 0 | 0 | 0 | 0 | 0 | 0 | 0 | 0 | 0 | 0 | 0 | 0 | 0 | 0 | 0 | 0 | 0 | 0 | 0 | 0
NSW1 | CCGT | 4344.95 | 3725.2383 | 3941.8874 | 3774.034 | 3090.7968 | 2587.0502 | 3212.4109 | 3343.0997 | 2646.0276 | 2872.4995 | 2701.3487 | 2827.7975 | 2615.6697 | 2593.2718 | 2679.4883 | 2511.7569 | 2499.5736 | 1599.2897 | 1602.7261 | 1531.5745 | 1617.939 | 1284.7296 | 1503.9081 | 1454.42 | 1618.0209
NSW1 | Gas - Steam | 0 | 0 | 0 | 0 | 0 | 0 | 0 | 0 | 0 | 0 | 0 | 0 | 0 | 0 | 0 | 0 | 0 | 0 | 0 | 0 | 0 | 0 | 0 | 0 | 0
NSW1 | OCGT / Diesel | 5240.6938 | 4556.0859 | 6484.7877 | 5050.994 | 4634.2941 | 5031.1262 | 4185.6757 | 3229.8974 | 4804.1016 | 3557.1944 | 3677.037 | 4867.7645 | 5740.8256 | 5668.6037 | 5715.5527 | 4066.9967 | 2714.9068 | 6342.3758 | 3373.7453 | 4573.5419 | 4213.5715 | 3480.4668 | 4496.7593 | 4070.4584 | 5877.0557
NSW1 | Hydro | 3225.1088 | 2840.4641 | 3968.8741 | 2979.2108 | 2881.3862 | 2499.721 | 2328.5311 | 2889.1389 | 3080.123 | 2537.0935 | 2011.2515 | 3650.321 | 2701.0445 | 2252.7587 | 2090.7507 | 1953.4961 | 2571.7256 | 2688.8172 | 2461.5948 | 1795.8813 | 3172.0617 | 2472.8978 | 2127.7598 | 2065.5989 | 1873.3699
NSW1 | Hydrogen Turbine | 0 | 0 | 0 | 0 | 0 | 0 | 0 | 0 | 0 | 0 | 0 | 0 | 0 | 0 | 0 | 0 | 0 | 0 | 0 | 0 | 0 | 0 | 0 | 0 | 0
NSW1 | Wind | 8297.8901 | 14618.6241 | 24535.1451 | 24416.5927 | 26538.5053 | 26741.1435 | 30781.6222 | 34009.0278 | 33003.6543 | 35366.2219 | 37084.2398 | 38685.8505 | 36388.5938 | 38178.5589 | 37339.3748 | 45184.3438 | 47097.9019 | 42750.3617 | 45263.2741 | 44867.0227 | 50421.3207 | 48331.197 | 47803.0094 | 47860.2921 | 49006.9805
NSW1 | Solar PV | 12001.43 | 15042.863 | 17919.3137 | 27200.0306 | 28326.4992 | 28282.8835 | 30456.297 | 30479.4183 | 33352.3339 | 36120.0288 | 37106.4736 | 39503.5464 | 40786.1397 | 43041.4022 | 47386.4004 | 47709.7834 | 49197.8325 | 53486.9025 | 56450.3278 | 58280.5952 | 54769.3644 | 55010.7829 | 55447.1555 | 53390.9426 | 57223.8891
NSW1 | Grid Battery | 4327.3472 | 6309.2949 | 6306.1101 | 7676.7024 | 8307.5971 | 8147.203 | 8888.7506 | 8365.1496 | 8384.0435 | 8709.2556 | 8659.8606 | 8139.1982 | 7816.3291 | 7269.0285 | 7298.5307 | 7011.4426 | 7016.9419 | 6866.8108 | 6776.8051 | 7019.0313 | 5856.0765 | 5178.2638 | 4545.059 | 4064.2495 | 4286.0555
NSW1 | PHES | 346.0702 | 384.2752 | 1516.4309 | 5909.5391 | 6713.1271 | 6401.582 | 6879.8779 | 6504.0301 | 6834.4691 | 7017.3282 | 6511.7959 | 7054.7519 | 6436.1971 | 6661.9684 | 6046.6629 | 6607.5663 | 5822.4067 | 5747.0945 | 5792.1121 | 6492.9748 | 5682.8153 | 4172.4272 | 3909.9036 | 3298.0992 | 4681.2328
NSW1 | VPP | 297.2635 | 443.4592 | 383.236 | 558.947 | 776.7796 | 997.4185 | 1258.04 | 1556.6898 | 1894.4787 | 2395.5702 | 2846.8048 | 3254.9504 | 3842.4009 | 4529.7536 | 5040.1712 | 5739.021 | 6024.8387 | 6746.6304 | 8084.8296 | 9113.0515 | 9048.3584 | 8963.4722 | 9762.0764 | 10295.6372 | 12380.6565
NSW1 | USE / DSP | 0.94599 | 1.52 | 8.756 | 1717.4821 | 1765.0869 | 1713.9598 | 1529.7178 | 1507.7474 | 1783.4184 | 2113.1832 | 2321.6935 | 2257.1697 | 2191.1221 | 2169.9212 | 2219.9331 | 2330.7001 | 2428.4859 | 2599.6445 | 2666.2501 | 2783.2023 | 2864.0738 | 2999.1755 | 3108.1949 | 3197.344 | 3070.6868
Total |  | 65165.3372 | 65367.2771 | 71694.6848 | 79283.5327 | 83034.0724 | 82402.0877 | 89520.9232 | 91884.199 | 95782.65 | 100688.3752 | 102920.5052 | 110241.35 | 108518.3226 | 112365.2672 | 115816.8648 | 123115.107 | 125374.6137 | 128827.927 | 132471.6651 | 136456.8755 | 137645.5813 | 131893.4129 | 132703.8259 | 129697.042 | 140017.9478
Region | Technology | 2026-27 | 2027-28 | 2028-29 | 2029-30 | 2030-31 | 2031-32 | 2032-33 | 2033-34 | 2034-35 | 2035-36 | 2036-37 | 2037-38 | 2038-39 | 2039-40 | 2040-41 | 2041-42 | 2042-43 | 2043-44 | 2044-45 | 2045-46 | 2046-47 | 2047-48 | 2048-49 | 2049-50 | 2050-51
QLD1 | Black Coal | 28350.3875 | 23972.7712 | 7430.8876 | 2741.1131 | 2638.6856 | 2578.1185 | 2348.8711 | 2440.6778 | 2505.0885 | 1929.9855 | 2109.6472 | 2.7196e-05 | 2.834e-05 | 2.8324e-05 | 2.3037e-05 | 2.5201e-05 | 2.3474e-05 | 1.9906e-05 | 1.762e-05 | 1.4005e-05 | 1.2333e-05 | 1.2173e-05 | 1.1552e-05 | 1.195e-05 | 1.5838e-05
QLD1 | Brown Coal | 0 | 0 | 0 | 0 | 0 | 0 | 0 | 0 | 0 | 0 | 0 | 0 | 0 | 0 | 0 | 0 | 0 | 0 | 0 | 0 | 0 | 0 | 0 | 0 | 0
QLD1 | CCGT | 7793.1813 | 5661.3957 | 7135.91 | 5830.8553 | 5385.697 | 4728.613 | 4929.9105 | 4529.1638 | 4622.4501 | 3697.5123 | 3033.1792 | 3429.5901 | 3415.109 | 3018.8943 | 2798.6389 | 2406.9212 | 2496.5833 | 2630.5307 | 2154.2709 | 1274.2927 | 932.1594 | 887.3538 | 930.6981 | 833.8745 | 4.2023e-05
QLD1 | Gas - Steam | 204.1752 | 172.1589 | 202.5361 | 205.834 | 197.0673 | 178.7713 | 177.4705 | 180.0386 | 178.518 | 145.674 | 160.8183 | 169.472 | 150.527 | 148.2679 | 146.39 | 151.1915 | 163.944 | 155.8072 | 143.0161 | 135.9323 | 137.3681 | 145.3417 | 134.6034 | 135.3984 | 0
QLD1 | OCGT / Diesel | 3654.4959 | 627.0216 | 2329.4755 | 2638.3036 | 2457.1211 | 2143.343 | 1407.6521 | 1053.6837 | 1927.3849 | 875.2683 | 1513.8939 | 1444.8912 | 1626.7364 | 1932.9599 | 1505.0661 | 1071.4286 | 652.7141 | 1378.5996 | 884.5944 | 1954.1832 | 834.348 | 705.5986 | 1175.909 | 233.4787 | 742.3665
QLD1 | Hydro | 687.6339 | 668.1378 | 693.6345 | 666.2777 | 675.9331 | 645.166 | 641.7741 | 668.4902 | 652.9171 | 581.5549 | 598.0956 | 178.4579 | 129.5789 | 108.0675 | 160.3783 | 105.4921 | 1.1362e-07 | 8.895e-08 | 8.1141e-08 | 7.6718e-08 | 7.4607e-08 | 7.091e-08 | 0.95561 | 8.1685e-08 | 1.7645e-07
QLD1 | Hydrogen Turbine | 0 | 0 | 0 | 0 | 0 | 0 | 0 | 0 | 0 | 0 | 0 | 0 | 0 | 0 | 0 | 0 | 0 | 0 | 0 | 0 | 0 | 0 | 0 | 0 | 0
QLD1 | Wind | 7565.7105 | 17729.0889 | 22871.2854 | 24088.7739 | 24880.3601 | 26345.7133 | 29626.0697 | 33869.3652 | 37422.9624 | 37983.1991 | 39293.4784 | 36020.8585 | 35515.1526 | 36272.1039 | 36291.1654 | 40104.1985 | 40680.1661 | 42080.7311 | 41386.4856 | 43541.4869 | 39113.7664 | 38739.6621 | 41256.8781 | 39808.7634 | 41538.834
QLD1 | Solar PV | 10915.6027 | 13073.2627 | 18363.8068 | 24233.2234 | 24450.2676 | 25095.4967 | 25017.3386 | 25378.658 | 27061.0283 | 31094.2351 | 33927.3149 | 41832.2654 | 42257.9874 | 42449.1523 | 44549.7904 | 43416.3403 | 46285.3585 | 46582.2415 | 46064.1512 | 46583.8726 | 60144.794 | 60583.3038 | 57425.0996 | 59848.6867 | 62075.3744
QLD1 | Grid Battery | 3571.2972 | 4688.5138 | 7627.8417 | 11119.5621 | 10925.5619 | 10685.1453 | 11025.3914 | 10205.1254 | 10322.7746 | 10402.2657 | 10772.8035 | 13654.7877 | 12856.6318 | 12061.4884 | 11703.0554 | 10913.7707 | 11772.8996 | 10807.638 | 9398.8089 | 9228.6657 | 14381.9414 | 12097.1459 | 10033.3345 | 9434.1292 | 10708.7742
QLD1 | PHES | 1103.9994 | 1278.7491 | 826.1114 | 763.1415 | 836.1553 | 750.9576 | 876.4195 | 828.1797 | 770.4001 | 3800.8877 | 3878.6045 | 4214.2698 | 3576.2014 | 3037.1916 | 2930.2436 | 2653.2129 | 3163.8257 | 2876.2357 | 2525.1709 | 2438.6876 | 2232.088 | 2122.881 | 1679.2096 | 2049.4389 | 2287.802
QLD1 | VPP | 136.6277 | 248.1172 | 200.1298 | 326.0352 | 447.8298 | 608.2443 | 790.8365 | 1013.592 | 1265.7906 | 1557.3995 | 1873.7846 | 2215.7045 | 2674.7624 | 3140.8071 | 3632.6213 | 4149.2013 | 4725.7497 | 5269.7474 | 5937.5048 | 6502.0423 | 7116.3006 | 7898.1914 | 8421.0404 | 9539.8779 | 9829.8765
QLD1 | USE / DSP | 0.864 | 1.2 | 117.2389 | 297.0656 | 306.4582 | 335.0383 | 345.7717 | 379.3491 | 445.2102 | 447.1285 | 505.4355 | 578.5485 | 641.9088 | 715.003 | 715.3969 | 762.5659 | 805.6525 | 996.4758 | 974.5185 | 1115.787 | 1258.3569 | 1418.4759 | 1639.1503 | 1772.3106 | 848.7901
Total |  | 63983.9753 | 68120.4169 | 67798.8578 | 72910.1854 | 73201.137 | 74094.6073 | 77187.5055 | 80546.3234 | 87174.5246 | 92515.1106 | 97667.0556 | 103738.8456 | 102844.5956 | 102883.9359 | 104432.7463 | 105734.3231 | 110746.8937 | 112778.0071 | 109468.5213 | 112774.9503 | 126151.1227 | 124597.9543 | 122696.8785 | 123655.9584 | 128031.8176
Region | Technology | 2026-27 | 2027-28 | 2028-29 | 2029-30 | 2030-31 | 2031-32 | 2032-33 | 2033-34 | 2034-35 | 2035-36 | 2036-37 | 2037-38 | 2038-39 | 2039-40 | 2040-41 | 2041-42 | 2042-43 | 2043-44 | 2044-45 | 2045-46 | 2046-47 | 2047-48 | 2048-49 | 2049-50 | 2050-51
VIC1 | Black Coal | 0 | 0 | 0 | 0 | 0 | 0 | 0 | 0 | 0 | 0 | 0 | 0 | 0 | 0 | 0 | 0 | 0 | 0 | 0 | 0 | 0 | 0 | 0 | 0 | 0
VIC1 | Brown Coal | 18852.9115 | 16533.1236 | 2453.3481 | 2147.9795 | 1.6488e-05 | 1.6472e-05 | 1.5238e-05 | 1.3932e-05 | 1.2845e-05 | 4.4557e-06 | 4.2777e-06 | 4.1661e-06 | 4.1521e-06 | 4.2429e-06 | 4.3083e-06 | 4.157e-06 | 4.2394e-06 | 4.2407e-06 | 4.0771e-06 | 4.133e-06 | 4.1062e-06 | 0 | 0 | 0 | 0
VIC1 | CCGT | 0 | 0 | 0 | 0 | 0 | 0 | 0 | 0 | 0 | 0 | 0 | 0 | 0 | 0 | 0 | 0 | 0 | 0 | 0 | 0 | 0 | 0 | 0 | 0 | 0
VIC1 | Gas - Steam | 1022.8481 | 425.3182 | 696.5594 | 287.8773 | 328.4925 | 184.5445 | 190.4621 | 20.6772 | 215.2157 | 42.6119 | 32.0187 | 60.849 | 1.7689e-06 | 0 | 0 | 0 | 0 | 0 | 0 | 0 | 0 | 0 | 0 | 0 | 0
VIC1 | OCGT / Diesel | 2736.89 | 1957.5838 | 3934.217 | 2730.8221 | 2859.8399 | 1829.7597 | 3609.8742 | 2208.3934 | 4285.7393 | 2113.4311 | 2281.182 | 3386.8546 | 2541.1562 | 3698.6202 | 3160.7012 | 3622.1257 | 1180.7492 | 4096.1524 | 2392.8839 | 2746.491 | 4165.5422 | 1816.8845 | 4188.7829 | 2287.8351 | 5035.517
VIC1 | Hydro | 3276.866 | 2749.6119 | 4099.6063 | 3429.199 | 2961.8878 | 2972.3531 | 2703.0437 | 3311.9936 | 3419.4598 | 3242.4624 | 2723.0968 | 4088.5461 | 3420.516 | 2956.7834 | 2961.6921 | 2697.9812 | 3294.4954 | 3412.1742 | 3233.1372 | 2727.9455 | 4090.6822 | 3425.215 | 2962.2611 | 2961.8983 | 2688.3931
VIC1 | Hydrogen Turbine | 0 | 0 | 0 | 0 | 0 | 0 | 0 | 0 | 0 | 0 | 0 | 0 | 0 | 0 | 0 | 0 | 0 | 0 | 0 | 0 | 0 | 0 | 0 | 0 | 0
VIC1 | Wind | 15249.5248 | 18293.4441 | 28421.2359 | 32265.2955 | 33692.0259 | 38451.6653 | 39438.3521 | 44812.1421 | 47316.1521 | 53437.4789 | 57459.0888 | 57130.9144 | 63100.8538 | 63133.2528 | 68103.5751 | 61849.4579 | 65477.8237 | 66148.2416 | 68039.0504 | 69248.6238 | 66755.569 | 71869.0137 | 68821.1502 | 73423.853 | 68255.6253
VIC1 | Solar PV | 3820.2239 | 7990.3731 | 8722.7809 | 9286.1207 | 12101.0761 | 12124.7922 | 12559.5113 | 12592.3439 | 12680.2796 | 13263.9194 | 13451.357 | 13484.8345 | 14087.3061 | 14180.0551 | 14144.5021 | 18368.4374 | 18393.5395 | 19077.1566 | 20032.212 | 19958.1425 | 18696.2015 | 18989.1969 | 18779.4733 | 18109.0819 | 18501.0698
VIC1 | Grid Battery | 2492.9344 | 4945.457 | 4316.8518 | 4870.3193 | 5672.0665 | 5251.4632 | 5371.8935 | 4832.8022 | 5436.8577 | 5291.5214 | 5490.1033 | 5114.2162 | 4571.6904 | 4326.8432 | 4072.9281 | 4168.2439 | 4400.4602 | 3980.2212 | 3755.5767 | 4057.2225 | 3520.0673 | 2826.2947 | 2714.8623 | 2000.0767 | 2091.4373
VIC1 | PHES | 0 | 0 | 0 | 0 | 0 | 0 | 0 | 0 | 0 | 0 | 0 | 0 | 0 | 0 | 0 | 0 | 0 | 0 | 0 | 0 | 0 | 0 | 0 | 0 | 0
VIC1 | VPP | 154.7097 | 250.5924 | 205.2525 | 282.0462 | 480.0209 | 605.0091 | 766.2451 | 908.0274 | 1064.7087 | 1320.6627 | 1671.0842 | 1872.4936 | 2160.5814 | 2445.4427 | 2412.0559 | 3065.5144 | 3299.1047 | 3436.0149 | 3767.4223 | 5439.5892 | 5002.5676 | 3765.6514 | 4419.9799 | 3875.4695 | 5250.5408
VIC1 | USE / DSP | 2.267 | 2.802 | 12.208 | 760.2929 | 792.0983 | 831.2105 | 865.0608 | 885.1794 | 922.7836 | 951.7321 | 967.0395 | 1008.2514 | 1017.9352 | 1053.591 | 1065.0732 | 1093.1339 | 1110.555 | 1151.3338 | 1173.127 | 1171.5349 | 1195.0985 | 1211.9068 | 1220.4318 | 1233.0481 | 1201.4016
Total |  | 47609.1754 | 53148.3061 | 52862.0599 | 56059.9524 | 58887.508 | 62250.7976 | 65504.4427 | 69571.5592 | 75341.1966 | 79663.8199 | 84074.9703 | 86146.9598 | 90900.0392 | 91794.5884 | 95920.5278 | 94864.8942 | 97156.7278 | 101301.2947 | 102393.4094 | 105349.5494 | 103425.7284 | 103904.163 | 103106.9414 | 103891.2626 | 103023.9847
Region | Technology | 2026-27 | 2027-28 | 2028-29 | 2029-30 | 2030-31 | 2031-32 | 2032-33 | 2033-34 | 2034-35 | 2035-36 | 2036-37 | 2037-38 | 2038-39 | 2039-40 | 2040-41 | 2041-42 | 2042-43 | 2043-44 | 2044-45 | 2045-46 | 2046-47 | 2047-48 | 2048-49 | 2049-50 | 2050-51
SA1 | Black Coal | 0 | 0 | 0 | 0 | 0 | 0 | 0 | 0 | 0 | 0 | 0 | 0 | 0 | 0 | 0 | 0 | 0 | 0 | 0 | 0 | 0 | 0 | 0 | 0 | 0
SA1 | Brown Coal | 0 | 0 | 0 | 0 | 0 | 0 | 0 | 0 | 0 | 0 | 0 | 0 | 0 | 0 | 0 | 0 | 0 | 0 | 0 | 0 | 0 | 0 | 0 | 0 | 0
SA1 | CCGT | 2172.6833 | 2345.2694 | 2067.7654 | 1754.056 | 1957.6864 | 1627.5078 | 1680.206 | 1767.2286 | 1779.1617 | 1215.2751 | 1230.7599 | 1.548e-05 | 1.5235e-05 | 1.5212e-05 | 1.4916e-05 | 1.4991e-05 | 1.504e-05 | 1.504e-05 | 1.4533e-05 | 1.4263e-05 | 1.4742e-05 | 1.4767e-05 | 1.48e-05 | 1.4717e-05 | 6.9824e-05
SA1 | Gas - Steam | 0 | 0 | 0 | 0 | 0 | 0 | 0 | 0 | 0 | 0 | 0 | 0 | 0 | 0 | 0 | 0 | 0 | 0 | 0 | 0 | 0 | 0 | 0 | 0 | 0
SA1 | OCGT / Diesel | 1513.4356 | 1370.9075 | 1718.1327 | 1298.4485 | 1390.3072 | 1376.157 | 1222.8236 | 985.2399 | 1304.2931 | 647.3441 | 581.0368 | 764.4648 | 948.2626 | 871.5423 | 746.6731 | 804.499 | 412.9912 | 836.2033 | 221.9833 | 276.4513 | 267.9274 | 152.3903 | 383.5129 | 222.2596 | 854.2254
SA1 | Hydro | 0 | 0 | 0 | 0 | 0 | 0 | 0 | 0 | 0 | 0 | 0 | 0 | 0 | 0 | 0 | 0 | 0 | 0 | 0 | 0 | 0 | 0 | 0 | 0 | 0
SA1 | Hydrogen Turbine | 0 | 0 | 0 | 0 | 0 | 0 | 0 | 0 | 0 | 0 | 0 | 0 | 0 | 0 | 0 | 0 | 0 | 0 | 0 | 0 | 0 | 0 | 0 | 0 | 0
SA1 | Wind | 8774.2171 | 11156.9133 | 11217.1313 | 12079.6606 | 13902.7376 | 14451.2246 | 13931.5349 | 14654.0179 | 13812.6451 | 14895.3639 | 14494.5591 | 13944.6676 | 14274.9852 | 14815.9686 | 15586.3331 | 14532.224 | 16118.89 | 14210.0638 | 17377.1863 | 17102.4904 | 17715.1157 | 19955.0471 | 19120.1608 | 19621.028 | 18436.7785
SA1 | Solar PV | 1456.5348 | 1846.6309 | 3913.6243 | 4139.2057 | 4462.0126 | 4429.9098 | 4574.9139 | 4553.149 | 7094.6346 | 7274.9638 | 7698.258 | 10396.3655 | 10391.5827 | 10033.5497 | 10505.9699 | 10614.5745 | 10989.1862 | 13264.4473 | 12920.643 | 14424.9469 | 14103.6655 | 13434.07 | 13568.5933 | 14131.5835 | 14210.8263
SA1 | Grid Battery | 1013.9604 | 2055.4015 | 2519.5535 | 2497.1551 | 2507.9319 | 2317.0065 | 2406.5521 | 2172.4834 | 2334.0243 | 2276.571 | 2423.4672 | 3835.2329 | 3536.0783 | 3137.3343 | 2858.8447 | 2837.0975 | 2975.6244 | 2899.2465 | 2227.2918 | 2731.7887 | 2439.9357 | 1748.4633 | 1241.25 | 1038.7608 | 1222.0162
SA1 | PHES | 0 | 0 | 0 | 0 | 0 | 0 | 0 | 0 | 0 | 0 | 0 | 0 | 0 | 0 | 0 | 0 | 0 | 0 | 0 | 0 | 0 | 0 | 0 | 0 | 0
SA1 | VPP | 141.973 | 246.6446 | 188.4242 | 208.9839 | 247.032 | 285.8787 | 351.2118 | 394.1262 | 503.039 | 584.6195 | 708.3198 | 852.7396 | 999.8849 | 1112.8448 | 1186.6624 | 1380.8202 | 1526.9026 | 1723.2939 | 1842.1447 | 2234.5786 | 2291.4819 | 1970.2937 | 2288.3993 | 2141.4823 | 2675.0485
SA1 | USE / DSP | 412.0447 | 120.6938 | 161.9719 | 114.938 | 132.8259 | 129.9471 | 165.1206 | 146.0051 | 239.4871 | 150.1392 | 153.7179 | 233.365 | 317.2306 | 333.1053 | 315.8906 | 427.992 | 358.0047 | 507.8329 | 409.536 | 419.872 | 681.4369 | 673.4338 | 828.5432 | 880.6783 | 167.3182
Total |  | 15484.849 | 19142.461 | 21786.6031 | 22092.4478 | 24600.5336 | 24617.6315 | 24332.3629 | 24672.2502 | 27067.285 | 27044.2766 | 27290.1187 | 30026.8355 | 30468.0244 | 30304.345 | 31200.3738 | 30597.2072 | 32381.5991 | 33441.0877 | 34998.7852 | 37190.1279 | 37499.5631 | 37933.6982 | 37430.4595 | 38035.7926 | 37566.2132
Region | Technology | 2026-27 | 2027-28 | 2028-29 | 2029-30 | 2030-31 | 2031-32 | 2032-33 | 2033-34 | 2034-35 | 2035-36 | 2036-37 | 2037-38 | 2038-39 | 2039-40 | 2040-41 | 2041-42 | 2042-43 | 2043-44 | 2044-45 | 2045-46 | 2046-47 | 2047-48 | 2048-49 | 2049-50 | 2050-51
TAS1 | Black Coal | 0 | 0 | 0 | 0 | 0 | 0 | 0 | 0 | 0 | 0 | 0 | 0 | 0 | 0 | 0 | 0 | 0 | 0 | 0 | 0 | 0 | 0 | 0 | 0 | 0
TAS1 | Brown Coal | 0 | 0 | 0 | 0 | 0 | 0 | 0 | 0 | 0 | 0 | 0 | 0 | 0 | 0 | 0 | 0 | 0 | 0 | 0 | 0 | 0 | 0 | 0 | 0 | 0
TAS1 | CCGT | 0 | 4.4102e-06 | 4.3525e-06 | 5.0138e-06 | 6.4569e-06 | 6.9983e-06 | 8.4189e-06 | 8.4395e-06 | 8.2589e-06 | 7.8669e-06 | 7.8616e-06 | 8.1723e-06 | 8.0598e-06 | 8.7205e-06 | 8.7015e-06 | 8.8443e-06 | 8.689e-06 | 8.7592e-06 | 8.5925e-06 | 8.4528e-06 | 8.9025e-06 | 8.7472e-06 | 1.0342e-05 | 1.0247e-05 | 3.1774e-05
TAS1 | Gas - Steam | 0 | 0 | 0 | 0 | 0 | 0 | 0 | 0 | 0 | 0 | 0 | 0 | 0 | 0 | 0 | 0 | 0 | 0 | 0 | 0 | 0 | 0 | 0 | 0 | 0
TAS1 | OCGT / Diesel | 43.3379 | 5.3188e-06 | 5.8848 | 5.9669 | 97.2781 | 68.6651 | 57.8574 | 33.7197 | 35.7585 | 25.7963 | 22.3614 | 44.606 | 21.3393 | 29.7407 | 8.808 | 19.0275 | 2.3673 | 35.6902 | 19.5526 | 9.4358 | 8.6774 | 2.6615 | 26.4626 | 5.5729 | 2.5818e-05
TAS1 | Hydro | 10224.8704 | 8474.4754 | 8435.0366 | 8901.3647 | 9487.3654 | 8675.9216 | 8488.8063 | 8324.0962 | 9603.1458 | 7599.3663 | 7761.4614 | 8936.1807 | 7421.7212 | 7801.858 | 7334.7404 | 7379.3891 | 8237.8261 | 8181.1756 | 7393.0847 | 6923.4883 | 7544.847 | 8242.39 | 7085.6714 | 6922.6356 | 7705.9776
TAS1 | Hydrogen Turbine | 0 | 0 | 0 | 0 | 0 | 0 | 0 | 0 | 0 | 0 | 0 | 0 | 0 | 0 | 0 | 0 | 0 | 0 | 0 | 0 | 0 | 0 | 0 | 0 | 0
TAS1 | Wind | 1750.4083 | 4046.4365 | 5081.2173 | 5796.1732 | 6344.4431 | 7324.2256 | 7255.9263 | 7785.9629 | 8542.336 | 8852.632 | 9332.1371 | 9210.9738 | 9544.7726 | 9143.3016 | 10426.4837 | 9878.4989 | 10014.666 | 10406.3935 | 10373.628 | 10607.6996 | 10413.6883 | 10484.8456 | 10026.6094 | 10996.8183 | 9648.056
TAS1 | Solar PV | 0 | 547.7185 | 649.0169 | 643.4169 | 656.1197 | 646.276 | 673.5685 | 660.2602 | 652.7062 | 664.8073 | 662.2542 | 647.5779 | 638.0603 | 654.7645 | 646.5884 | 666.5883 | 647.7866 | 637.9091 | 659.0559 | 651.9824 | 641.6925 | 624.8529 | 653.4972 | 641.9351 | 663.8583
TAS1 | Grid Battery | 0 | 4.0209e-05 | 4.9729e-05 | 0.00018676 | 0.00020696 | 0.00024641 | 0.00026868 | 0.00025614 | 0.0002795 | 0.00034475 | 0.00033741 | 0.00031958 | 0.00033341 | 0.00049073 | 0.00048415 | 0.00057776 | 0.0005407 | 0.00058723 | 0.00064183 | 0.00064688 | 0.00065608 | 0.00060099 | 0.00060029 | 0.00055681 | 0.00059436
TAS1 | PHES | 0 | 0 | 2.2908e-05 | 0.00010853 | 0.00012778 | 0.00013763 | 0.00013932 | 0.00014255 | 0.0001522 | 0.00017127 | 0.00016857 | 0.00016188 | 0.00015974 | 0.00016812 | 0.00016431 | 0.00016921 | 0.00016494 | 0.00017779 | 0.00018379 | 0.00018506 | 0.00018099 | 0.00017767 | 0.00017444 | 0.00017595 | 0.00018197
TAS1 | VPP | 1.207 | 7.8642 | 9.9633 | 14.7989 | 24.738 | 30.9529 | 41.5531 | 50.3827 | 63.6766 | 87.9448 | 110.1763 | 128.0783 | 145.5837 | 169.4038 | 163.3158 | 210.3467 | 237.0023 | 246.9947 | 284.7635 | 337.8181 | 354.634 | 348.8992 | 389.8027 | 352.6869 | 378.2634
TAS1 | USE / DSP | 8.8053e-07 | 6.1675e-07 | 6.3996e-07 | 4.9951e-07 | 0.172 | 0.52533 | 1.9994 | 7.073e-07 | 1.1755 | 4.5834 | 7.5477e-07 | 2.1337 | 9.5232e-07 | 1.7438 | 2.6631 | 16.5731 | 1.2039e-06 | 75.429 | 27.428 | 26.6841 | 41.57 | 23.5098 | 316.7494 | 210.4767 | 0.055925
Total |  | 12019.8237 | 13076.4947 | 14181.1189 | 15361.721 | 16610.1168 | 16746.5668 | 16519.7115 | 16854.4221 | 18898.7992 | 17235.1307 | 17888.3909 | 18969.5509 | 17771.4776 | 17800.8131 | 18582.6001 | 18170.4244 | 19139.649 | 19583.5928 | 18757.5135 | 18557.1091 | 19005.11 | 19727.1598 | 18498.7935 | 19130.1263 | 18396.2121
Explicitly modelled pumping
Region | Technology | 2026-27 | 2027-28 | 2028-29 | 2029-30 | 2030-31 | 2031-32 | 2032-33 | 2033-34 | 2034-35 | 2035-36 | 2036-37 | 2037-38 | 2038-39 | 2039-40 | 2040-41 | 2041-42 | 2042-43 | 2043-44 | 2044-45 | 2045-46 | 2046-47 | 2047-48 | 2048-49 | 2049-50 | 2050-51
NEM | Grid Battery Pump | 12976.8651 | 20707.4384 | 24360.28 | 30937.5015 | 32349.8736 | 31157.0528 | 32713.2448 | 30191.0378 | 31278.3146 | 31502.7189 | 32323.5774 | 36504.3713 | 34047.5661 | 31660.4831 | 30761.7343 | 29360.0695 | 30993.124 | 28953.5126 | 26157.2934 | 27261.8209 | 30996.7162 | 25864.09 | 21845.4001 | 19501.2857 | 21618.7607
NEM | PHES Pump | 3422.1373 | 4030.8956 | 4350.8641 | 9871.0571 | 11248.4825 | 10566.2579 | 11162.1504 | 11084.4978 | 11024.3436 | 14959.5067 | 14882.9209 | 15809.3155 | 13726.3032 | 13285.0238 | 12525.5033 | 12597.5105 | 12653.2146 | 11907.3371 | 11589.6334 | 12483.3486 | 10591.3278 | 9073.8164 | 7428.5931 | 7410.9086 | 9666.5876
NEM | VPP Pump | 876.7924 | 1436.4858 | 1181.9425 | 1669.7335 | 2367.9688 | 3030.8161 | 3848.1122 | 4704.5276 | 5746.9743 | 7125.6552 | 8645.7466 | 9990.1115 | 11781.4756 | 13654.5952 | 14947.5996 | 17402.7171 | 18984.1988 | 20868.2632 | 23880.7389 | 28397.0573 | 28486.4067 | 27596.1274 | 30231.1192 | 31431.7797 | 36575.7496
Region | Technology | 2026-27 | 2027-28 | 2028-29 | 2029-30 | 2030-31 | 2031-32 | 2032-33 | 2033-34 | 2034-35 | 2035-36 | 2036-37 | 2037-38 | 2038-39 | 2039-40 | 2040-41 | 2041-42 | 2042-43 | 2043-44 | 2044-45 | 2045-46 | 2046-47 | 2047-48 | 2048-49 | 2049-50 | 2050-51
NSW1 | Grid Battery Pump | 4816.5603 | 7169.4432 | 7292.8818 | 8983.1638 | 9720.5695 | 9512.4272 | 10416.761 | 9800.7044 | 9826.8559 | 10207.4306 | 10160.3888 | 9556.8242 | 9133.5757 | 8477.2831 | 8556.5428 | 8145.2788 | 8192.5015 | 7998.808 | 7891.8243 | 8215.1786 | 6777.0996 | 6016.4878 | 5209.9278 | 4654.0805 | 4917.2684
NSW1 | PHES Pump | 1893.6546 | 2249.6613 | 3211.0876 | 8816.5197 | 10092.1363 | 9530.8871 | 9957.6239 | 9943.9 | 9959.8842 | 9937.7843 | 9709.7859 | 10215.0717 | 9027.7418 | 9259.9563 | 8589.7656 | 9113.7086 | 8458.8823 | 8111.0959 | 8230.8867 | 9212.1603 | 7670.4519 | 6256.3905 | 5181.3803 | 4714.5252 | 6627.7691
NSW1 | VPP Pump | 356.1957 | 532.1805 | 459.1032 | 670.2207 | 931.4843 | 1196.0763 | 1508.3497 | 1866.5246 | 2271.7109 | 2872.2511 | 3413.4724 | 3912.2743 | 4601.9852 | 5427.2588 | 6061.3466 | 6863.524 | 7224.1445 | 8089.411 | 9694.1946 | 10958.5651 | 10817.8469 | 10785.6514 | 11667.1431 | 12344.3347 | 14844.9063
Region | Technology | 2026-27 | 2027-28 | 2028-29 | 2029-30 | 2030-31 | 2031-32 | 2032-33 | 2033-34 | 2034-35 | 2035-36 | 2036-37 | 2037-38 | 2038-39 | 2039-40 | 2040-41 | 2041-42 | 2042-43 | 2043-44 | 2044-45 | 2045-46 | 2046-47 | 2047-48 | 2048-49 | 2049-50 | 2050-51
QLD1 | Grid Battery Pump | 4132.1872 | 5453.332 | 9071.8313 | 13288.5694 | 13050.4523 | 12766.9594 | 13153.0974 | 12186.0282 | 12329.8364 | 12410.2483 | 12861.6998 | 16386.2777 | 15335.3237 | 14421.0814 | 14015.5094 | 13021.2681 | 14085.5802 | 12891.3223 | 11237.5542 | 11017.482 | 17242.2587 | 14462.881 | 12053.6834 | 11304.2814 | 12862.7947
QLD1 | PHES Pump | 1528.4827 | 1781.2343 | 1139.7765 | 1054.5372 | 1156.346 | 1035.3705 | 1204.5263 | 1140.5975 | 1064.4592 | 5021.7222 | 5173.1347 | 5594.2435 | 4698.5612 | 4025.0673 | 3935.7375 | 3483.8017 | 4194.332 | 3796.2409 | 3358.7465 | 3271.188 | 2920.8756 | 2817.4257 | 2247.2126 | 2696.3832 | 3038.8183
QLD1 | VPP Pump | 163.7354 | 297.6792 | 239.814 | 390.9428 | 536.9813 | 729.4511 | 948.1187 | 1215.3914 | 1517.8492 | 1867.4203 | 2246.632 | 2656.9703 | 3207.0754 | 3765.9333 | 4355.8833 | 4975.0541 | 5666.4348 | 6318.4788 | 7119.6245 | 7796.2764 | 8532.8167 | 9470.2014 | 10097.2033 | 11438.4552 | 11786.1324
Region | Technology | 2026-27 | 2027-28 | 2028-29 | 2029-30 | 2030-31 | 2031-32 | 2032-33 | 2033-34 | 2034-35 | 2035-36 | 2036-37 | 2037-38 | 2038-39 | 2039-40 | 2040-41 | 2041-42 | 2042-43 | 2043-44 | 2044-45 | 2045-46 | 2046-47 | 2047-48 | 2048-49 | 2049-50 | 2050-51
VIC1 | Grid Battery Pump | 2829.6573 | 5652.5842 | 4992.4351 | 5675.3791 | 6591.5381 | 6114.2847 | 6264.0109 | 5616.2608 | 6334.1747 | 6166.2804 | 6405.6771 | 5964.4613 | 5330.1254 | 5018.2781 | 4751.1871 | 4815.7188 | 5140.0673 | 4605.5848 | 4361.5169 | 4739.7015 | 4070.2406 | 3280.422 | 3113.4704 | 2293.8774 | 2387.827
VIC1 | PHES Pump | 0 | 0 | 0 | 0 | 0 | 0 | 0 | 0 | 0 | 0 | 0 | 0 | 0 | 0 | 0 | 0 | 0 | 0 | 0 | 0 | 0 | 0 | 0 | 0 | 0
VIC1 | VPP Pump | 185.375 | 300.9959 | 245.6023 | 339.5841 | 574.2182 | 725.4505 | 920.3457 | 1089.9639 | 1277.5853 | 1579.856 | 2003.7306 | 2245.2832 | 2595.6415 | 2927.2093 | 2907.1004 | 3660.8304 | 3975.1441 | 4100.6561 | 4517.3582 | 6549.376 | 5971.3296 | 4547.9767 | 5267.0871 | 4649.2445 | 6292.7898
Region | Technology | 2026-27 | 2027-28 | 2028-29 | 2029-30 | 2030-31 | 2031-32 | 2032-33 | 2033-34 | 2034-35 | 2035-36 | 2036-37 | 2037-38 | 2038-39 | 2039-40 | 2040-41 | 2041-42 | 2042-43 | 2043-44 | 2044-45 | 2045-46 | 2046-47 | 2047-48 | 2048-49 | 2049-50 | 2050-51
SA1 | Grid Battery Pump | 1198.4604 | 2432.0789 | 3003.1318 | 2990.3891 | 2987.3135 | 2763.3811 | 2879.3751 | 2588.044 | 2787.4472 | 2718.7592 | 2895.8113 | 4596.8078 | 4248.5409 | 3743.8398 | 3438.4944 | 3377.8031 | 3574.9743 | 3457.7969 | 2666.3973 | 3289.458 | 2907.1165 | 2104.2985 | 1468.3177 | 1249.0458 | 1450.87
SA1 | PHES Pump | 0 | 0 | 0 | 0 | 0 | 0 | 0 | 0 | 0 | 0 | 0 | 0 | 0 | 0 | 0 | 0 | 0 | 0 | 0 | 0 | 0 | 0 | 0 | 0 | 0
SA1 | VPP Pump | 170.0454 | 296.1713 | 225.5048 | 251.2353 | 295.627 | 342.7221 | 421.4725 | 472.2352 | 603.1738 | 700.9809 | 849.3299 | 1022.4836 | 1202.206 | 1331.0722 | 1427.0599 | 1651.4677 | 1833.3046 | 2063.8461 | 2208.8241 | 2686.005 | 2740.9614 | 2371.7924 | 2734.4795 | 2574.2129 | 3201.0124
Region | Technology | 2026-27 | 2027-28 | 2028-29 | 2029-30 | 2030-31 | 2031-32 | 2032-33 | 2033-34 | 2034-35 | 2035-36 | 2036-37 | 2037-38 | 2038-39 | 2039-40 | 2040-41 | 2041-42 | 2042-43 | 2043-44 | 2044-45 | 2045-46 | 2046-47 | 2047-48 | 2048-49 | 2049-50 | 2050-51
TAS1 | Grid Battery Pump | 0 | 4.7855e-05 | 5.9072e-05 | 0.00022185 | 0.00024555 | 0.00029259 | 0.00031942 | 0.00030442 | 0.00033255 | 0.00040906 | 0.00040154 | 0.00037918 | 0.0003963 | 0.00058317 | 0.00057616 | 0.00068698 | 0.00064321 | 0.00069805 | 0.00076286 | 0.00077024 | 0.00077897 | 0.00071568 | 0.00071272 | 0.0006623 | 0.00070605
TAS1 | PHES Pump | 0 | 0 | 3.015e-05 | 0.00014406 | 0.0001669 | 0.00018167 | 0.00018342 | 0.00018722 | 0.00020052 | 0.00022474 | 0.00022349 | 0.00021176 | 0.00021025 | 0.00022073 | 0.00021762 | 0.00022192 | 0.00021775 | 0.0002328 | 0.00024159 | 0.00024525 | 0.00023645 | 0.00023547 | 0.0002277 | 0.00023232 | 0.00023873
TAS1 | VPP Pump | 1.4409 | 9.459 | 11.9182 | 17.7506 | 29.658 | 37.1162 | 49.8256 | 60.4124 | 76.6552 | 105.1469 | 132.5817 | 153.1002 | 174.5675 | 203.1215 | 196.2094 | 251.8409 | 285.1709 | 295.8712 | 340.7375 | 406.8348 | 423.4521 | 420.5055 | 465.2062 | 425.5324 | 450.9087

## ML1_Capacity
Installed capacity by technology (MW) - ML1, Accelerated Transition Scenario
Capacity calculated on 1 July. In early study years some wind and solar projects enter later in the financial year and are therefore reflected in the following financial year's capacity.
Non-scheduled generation including Distributed PV is not shown.
Region | Technology | 2026-27 | 2027-28 | 2028-29 | 2029-30 | 2030-31 | 2031-32 | 2032-33 | 2033-34 | 2034-35 | 2035-36 | 2036-37 | 2037-38 | 2038-39 | 2039-40 | 2040-41 | 2041-42 | 2042-43 | 2043-44 | 2044-45 | 2045-46 | 2046-47 | 2047-48 | 2048-49 | 2049-50 | 2050-51
NEM | Black Coal | 16456 | 16456 | 3484.2826 | 450 | 450 | 450 | 450 | 450 | 450 | 450 | 450 | 0 | 0 | 0 | 0 | 0 | 0 | 0 | 0 | 0 | 0 | 0 | 0 | 0 | 0
NEM | Brown Coal | 4835 | 4275 | 580 | 580 | 0 | 0 | 0 | 0 | 0 | 0 | 0 | 0 | 0 | 0 | 0 | 0 | 0 | 0 | 0 | 0 | 0 | 0 | 0 | 0 | 0
NEM | CCGT | 3329.9 | 3329.9 | 3149.9 | 3149.9 | 3149.9 | 3149.9 | 3149.9 | 3149.9 | 3149.9 | 3149.9 | 2764.9 | 2235.9 | 2235.9 | 2091.5 | 2091.5 | 2091.5 | 2091.5 | 1651.5 | 1651.5 | 1007 | 763 | 763 | 763 | 763 | 375
NEM | Gas - Steam | 532 | 532 | 532 | 532 | 532 | 532 | 532 | 532 | 532 | 532 | 532 | 532 | 532 | 32 | 32 | 32 | 32 | 32 | 32 | 32 | 32 | 32 | 32 | 32 | 0
NEM | OCGT / Diesel | 7777.959 | 7777.959 | 7921.2793 | 8321.2793 | 8196.148 | 8196.148 | 8584.41 | 7990.91 | 8396.2509 | 9455.4525 | 9434.6525 | 10184.1097 | 10184.1097 | 9744.1097 | 9624.1097 | 9624.1097 | 9530.1097 | 11706.8193 | 10647.8203 | 10647.8203 | 10499.0878 | 9915.0878 | 10454.9805 | 9935.9805 | 10550.2102
NEM | Hydro | 7365.42 | 7365.42 | 7365.42 | 7365.42 | 7705.32 | 7705.32 | 7705.32 | 7705.32 | 7705.32 | 7705.32 | 7705.32 | 7705.32 | 7705.32 | 7705.32 | 7705.32 | 7705.32 | 7705.32 | 7705.32 | 7705.32 | 7705.32 | 7705.32 | 7705.32 | 7705.32 | 7705.32 | 7705.32
NEM | Hydrogen Turbine | 0 | 0 | 0 | 0 | 0 | 0 | 0 | 0 | 0 | 0 | 0 | 0 | 0 | 0 | 0 | 0 | 0 | 0 | 0 | 0 | 0 | 0 | 0 | 0 | 0
NEM | Wind | 14022.588 | 21001.9236 | 31103.0489 | 32982.4119 | 35381.1398 | 36277.1082 | 40302.6362 | 46210.4679 | 47459.6857 | 48311.471 | 50007.3288 | 53671.946 | 54677.7643 | 56853.7665 | 56188.7633 | 61691.6108 | 64421.9807 | 64155.788 | 64245.3231 | 63086.3427 | 67930.0348 | 72091.4719 | 72058.8649 | 70634.0749 | 70268.7249
NEM | Solar PV | 12340.718 | 17777.351 | 24013.3935 | 32341.9222 | 33829.2997 | 33823.1797 | 33873.1305 | 34877.0348 | 39478.7447 | 40924.4172 | 43435.5926 | 56375.3478 | 57088.1758 | 60032.9488 | 61669.3337 | 64673.1085 | 67240.8643 | 74854.0115 | 74531.5954 | 74413.9284 | 84817.8859 | 88848.7881 | 89491.8461 | 88037.9261 | 86830.0311
NEM | Grid Battery | 8150.83 | 12610.7269 | 18215.9852 | 21727.5896 | 21833.4177 | 22033.4177 | 22263.9448 | 22198.6148 | 25197.9352 | 25197.9352 | 25147.9352 | 27377.575 | 27272.575 | 27414.6211 | 27349.6211 | 27043.3513 | 26993.3513 | 26485.2813 | 25785.2813 | 25097.6813 | 27337.0911 | 26707.2049 | 24662.5712 | 21073.9672 | 20078.1389
NEM | PHES | 1060 | 1060 | 1060 | 3910 | 3910 | 3910 | 3910 | 3910 | 3910 | 5908 | 5908 | 5908 | 5908 | 5908 | 5908 | 5908 | 5908 | 5908 | 5908 | 5908 | 5908 | 5908 | 5908 | 5908 | 5908
NEM | VPP | 771.66 | 1149.8 | 1657.44 | 2327.93 | 2933.44 | 3636.1501 | 4456.08 | 5417.2599 | 6421.98 | 7544.2601 | 8859.3201 | 10386 | 12145.3701 | 14017.92 | 15960.2201 | 18021.2702 | 20296.0799 | 22701.1698 | 25296.3102 | 28002.64 | 30830.22 | 33791.0795 | 36887.8596 | 40097.6204 | 41204.0998
Total |  | 76642.075 | 93336.0804 | 99082.7494 | 113688.453 | 117920.6651 | 119713.2237 | 125227.4216 | 132441.5074 | 142701.8165 | 149178.756 | 154245.049 | 174376.1986 | 177749.2149 | 183800.1862 | 186528.8679 | 196790.2705 | 204219.2059 | 215199.8898 | 215803.1504 | 215900.7328 | 235822.6396 | 245761.9522 | 247964.4422 | 244187.889 | 242919.525
Region | Technology | 2026-27 | 2027-28 | 2028-29 | 2029-30 | 2030-31 | 2031-32 | 2032-33 | 2033-34 | 2034-35 | 2035-36 | 2036-37 | 2037-38 | 2038-39 | 2039-40 | 2040-41 | 2041-42 | 2042-43 | 2043-44 | 2044-45 | 2045-46 | 2046-47 | 2047-48 | 2048-49 | 2049-50 | 2050-51
NSW1 | Black Coal | 8330 | 8330 | 2028.2265 | 0 | 0 | 0 | 0 | 0 | 0 | 0 | 0 | 0 | 0 | 0 | 0 | 0 | 0 | 0 | 0 | 0 | 0 | 0 | 0 | 0 | 0
NSW1 | Brown Coal | 0 | 0 | 0 | 0 | 0 | 0 | 0 | 0 | 0 | 0 | 0 | 0 | 0 | 0 | 0 | 0 | 0 | 0 | 0 | 0 | 0 | 0 | 0 | 0 | 0
NSW1 | CCGT | 815 | 815 | 815 | 815 | 815 | 815 | 815 | 815 | 815 | 815 | 815 | 815 | 815 | 815 | 815 | 815 | 815 | 375 | 375 | 375 | 375 | 375 | 375 | 375 | 375
NSW1 | Gas - Steam | 0 | 0 | 0 | 0 | 0 | 0 | 0 | 0 | 0 | 0 | 0 | 0 | 0 | 0 | 0 | 0 | 0 | 0 | 0 | 0 | 0 | 0 | 0 | 0 | 0
NSW1 | OCGT / Diesel | 2284.799 | 2284.799 | 2284.799 | 2284.799 | 2284.799 | 2284.799 | 2284.7991 | 2284.7991 | 2515.8831 | 2937.3258 | 2916.5258 | 3665.983 | 3665.983 | 3665.983 | 3665.983 | 3665.983 | 3665.983 | 4363.684 | 3514.685 | 3514.685 | 3514.685 | 3514.685 | 3514.685 | 3514.685 | 4189.2305
NSW1 | Hydro | 2525 | 2525 | 2525 | 2525 | 2525 | 2525 | 2525 | 2525 | 2525 | 2525 | 2525 | 2525 | 2525 | 2525 | 2525 | 2525 | 2525 | 2525 | 2525 | 2525 | 2525 | 2525 | 2525 | 2525 | 2525
NSW1 | Hydrogen Turbine | 0 | 0 | 0 | 0 | 0 | 0 | 0 | 0 | 0 | 0 | 0 | 0 | 0 | 0 | 0 | 0 | 0 | 0 | 0 | 0 | 0 | 0 | 0 | 0 | 0
NSW1 | Wind | 2819.86 | 4636.4104 | 8359.479 | 8359.479 | 9278.479 | 9379.279 | 10557.9051 | 12182.6326 | 12182.6326 | 12182.6326 | 12941.9479 | 13935.9077 | 13957.8459 | 14571.0278 | 14233.3245 | 17824.9255 | 18518.2075 | 18052.2927 | 18060.8037 | 17864.7833 | 20323.7776 | 21221.7956 | 20825.7955 | 20712.6055 | 20712.6055
NSW1 | Solar PV | 5529.393 | 7348.233 | 8297.7029 | 14515.0565 | 14515.0565 | 14515.0565 | 14515.0565 | 14613.8806 | 16614.4708 | 16614.4708 | 17443.9867 | 21609.9983 | 22249.3725 | 23145.0047 | 24781.3894 | 24781.3894 | 26345.8285 | 30219.2143 | 30219.2143 | 30183.1343 | 31147.8047 | 33706.6415 | 33656.6415 | 33062.4415 | 32145.7034
NSW1 | Grid Battery | 2533.1 | 3934.1422 | 4728.3492 | 5468.2651 | 5604.0932 | 5804.0932 | 6034.6202 | 6024.6202 | 6024.6202 | 6024.6202 | 5974.6202 | 5974.6205 | 5974.6205 | 5974.6206 | 5909.6206 | 5909.6206 | 5909.6206 | 5859.6206 | 5859.6206 | 5832.0206 | 5282.0206 | 5093.9984 | 4299.4714 | 3759.5556 | 3623.7274
NSW1 | PHES | 240 | 240 | 240 | 3090 | 3090 | 3090 | 3090 | 3090 | 3090 | 3090 | 3090 | 3090 | 3090 | 3090 | 3090 | 3090 | 3090 | 3090 | 3090 | 3090 | 3090 | 3090 | 3090 | 3090 | 3090
NSW1 | VPP | 292.37 | 432.37 | 621.11 | 877.68 | 1101.14 | 1364.4801 | 1678.56 | 2038.9399 | 2397.21 | 2790.2501 | 3251.3001 | 3788.16 | 4407.46 | 5055.4199 | 5711.9301 | 6409.9802 | 7183.1399 | 7993.6399 | 8876.29 | 9790.3401 | 10743.2798 | 11741.7598 | 12788.2798 | 13883.3101 | 14232.1904
Total |  | 25369.522 | 30545.9545 | 29899.6667 | 37935.2796 | 39213.5677 | 39777.7077 | 41500.9408 | 43574.8724 | 46164.8167 | 46979.2994 | 48958.3807 | 55404.6695 | 56685.2818 | 58842.056 | 60732.2476 | 65021.8988 | 68052.7796 | 72478.4516 | 72520.6137 | 73174.9634 | 77001.5676 | 81268.8802 | 81074.8731 | 80922.5975 | 80893.4572
Region | Technology | 2026-27 | 2027-28 | 2028-29 | 2029-30 | 2030-31 | 2031-32 | 2032-33 | 2033-34 | 2034-35 | 2035-36 | 2036-37 | 2037-38 | 2038-39 | 2039-40 | 2040-41 | 2041-42 | 2042-43 | 2043-44 | 2044-45 | 2045-46 | 2046-47 | 2047-48 | 2048-49 | 2049-50 | 2050-51
QLD1 | Black Coal | 8126 | 8126 | 1456.056 | 450 | 450 | 450 | 450 | 450 | 450 | 450 | 450 | 0 | 0 | 0 | 0 | 0 | 0 | 0 | 0 | 0 | 0 | 0 | 0 | 0 | 0
QLD1 | Brown Coal | 0 | 0 | 0 | 0 | 0 | 0 | 0 | 0 | 0 | 0 | 0 | 0 | 0 | 0 | 0 | 0 | 0 | 0 | 0 | 0 | 0 | 0 | 0 | 0 | 0
QLD1 | CCGT | 1597.9 | 1597.9 | 1597.9 | 1597.9 | 1597.9 | 1597.9 | 1597.9 | 1597.9 | 1597.9 | 1597.9 | 1212.9 | 1212.9 | 1212.9 | 1068.5 | 1068.5 | 1068.5 | 1068.5 | 1068.5 | 1068.5 | 424 | 180 | 180 | 180 | 180 | 0
QLD1 | Gas - Steam | 32 | 32 | 32 | 32 | 32 | 32 | 32 | 32 | 32 | 32 | 32 | 32 | 32 | 32 | 32 | 32 | 32 | 32 | 32 | 32 | 32 | 32 | 32 | 32 | 0
QLD1 | OCGT / Diesel | 1954.5 | 1954.5 | 2071.5 | 2471.5 | 2592.3687 | 2592.3687 | 2592.3687 | 2168.8687 | 2051.8687 | 2051.8687 | 2051.8687 | 2051.8687 | 2051.8687 | 2051.8687 | 2051.8687 | 2051.8687 | 2051.8687 | 2051.8687 | 2051.8687 | 2051.8687 | 2057.1362 | 2057.1362 | 2597.0289 | 2078.0289 | 1732.0289
QLD1 | Hydro | 152.4 | 152.4 | 152.4 | 152.4 | 152.4 | 152.4 | 152.4 | 152.4 | 152.4 | 152.4 | 152.4 | 152.4 | 152.4 | 152.4 | 152.4 | 152.4 | 152.4 | 152.4 | 152.4 | 152.4 | 152.4 | 152.4 | 152.4 | 152.4 | 152.4
QLD1 | Hydrogen Turbine | 0 | 0 | 0 | 0 | 0 | 0 | 0 | 0 | 0 | 0 | 0 | 0 | 0 | 0 | 0 | 0 | 0 | 0 | 0 | 0 | 0 | 0 | 0 | 0 | 0
QLD1 | Wind | 2624.408 | 5485.0059 | 7438.4151 | 8206.4151 | 8299.0498 | 8565.2828 | 9436.3104 | 11928.9313 | 12550.2347 | 12550.2347 | 12550.2347 | 13263.9997 | 13319.3336 | 13356.2416 | 13356.2416 | 14572.3518 | 15419.7428 | 15649.9894 | 15631.774 | 15631.774 | 15979.5954 | 16312.0154 | 16758.3563 | 16308.3563 | 16308.3563
QLD1 | Solar PV | 4751.765 | 5909.365 | 8806.3602 | 10694.6254 | 10824.855 | 10824.855 | 10824.855 | 11621.8311 | 12470.4062 | 13916.0784 | 15597.7377 | 21267.6199 | 21341.0736 | 23390.2144 | 23390.2146 | 23390.2146 | 24316.2854 | 25144.1761 | 25202.24 | 25170.136 | 34249.1803 | 35793.2753 | 36467.0805 | 36112.8105 | 35914.2135
QLD1 | Grid Battery | 2416.86 | 3148.7247 | 5687.083 | 7623.6841 | 7623.6841 | 7623.6841 | 7623.6841 | 7623.6841 | 7623.6841 | 7623.6841 | 7623.6841 | 8976.4065 | 8876.4065 | 9018.4525 | 9018.4525 | 9018.4525 | 8968.4525 | 8968.4525 | 8768.4525 | 8218.4525 | 11557.8622 | 11215.9983 | 11215.6347 | 9133.0339 | 8873.0339
QLD1 | PHES | 820 | 820 | 820 | 820 | 820 | 820 | 820 | 820 | 820 | 2818 | 2818 | 2818 | 2818 | 2818 | 2818 | 2818 | 2818 | 2818 | 2818 | 2818 | 2818 | 2818 | 2818 | 2818 | 2818
QLD1 | VPP | 122.55 | 200.81 | 311.58 | 478.78 | 622.83 | 788.04 | 980.39 | 1207.89 | 1459.58 | 1741.55 | 2063.24 | 2442.0001 | 2879.9299 | 3351.8401 | 3850.6101 | 4378.0001 | 4960.35 | 5578.9999 | 6242.45 | 6931.9399 | 7656.4302 | 8412.1699 | 9189.6899 | 9988.8701 | 10278.3799
Total |  | 22598.383 | 27426.7056 | 28373.2944 | 32527.3046 | 33015.0875 | 33446.5306 | 34509.9082 | 37603.5051 | 39208.0736 | 42933.7159 | 44552.0652 | 52217.1949 | 52683.9123 | 55239.5173 | 55738.2875 | 57481.7877 | 59787.5993 | 61464.3865 | 61967.6852 | 61430.5712 | 74682.6042 | 76972.9951 | 79410.1904 | 76803.4998 | 76076.4125
Region | Technology | 2026-27 | 2027-28 | 2028-29 | 2029-30 | 2030-31 | 2031-32 | 2032-33 | 2033-34 | 2034-35 | 2035-36 | 2036-37 | 2037-38 | 2038-39 | 2039-40 | 2040-41 | 2041-42 | 2042-43 | 2043-44 | 2044-45 | 2045-46 | 2046-47 | 2047-48 | 2048-49 | 2049-50 | 2050-51
VIC1 | Black Coal | 0 | 0 | 0 | 0 | 0 | 0 | 0 | 0 | 0 | 0 | 0 | 0 | 0 | 0 | 0 | 0 | 0 | 0 | 0 | 0 | 0 | 0 | 0 | 0 | 0
VIC1 | Brown Coal | 4835 | 4275 | 580 | 580 | 0 | 0 | 0 | 0 | 0 | 0 | 0 | 0 | 0 | 0 | 0 | 0 | 0 | 0 | 0 | 0 | 0 | 0 | 0 | 0 | 0
VIC1 | CCGT | 0 | 0 | 0 | 0 | 0 | 0 | 0 | 0 | 0 | 0 | 0 | 0 | 0 | 0 | 0 | 0 | 0 | 0 | 0 | 0 | 0 | 0 | 0 | 0 | 0
VIC1 | Gas - Steam | 500 | 500 | 500 | 500 | 500 | 500 | 500 | 500 | 500 | 500 | 500 | 500 | 500 | 0 | 0 | 0 | 0 | 0 | 0 | 0 | 0 | 0 | 0 | 0 | 0
VIC1 | OCGT / Diesel | 1900 | 1900 | 2062.8203 | 2062.8203 | 2062.8203 | 2062.8203 | 2727.9422 | 2557.9422 | 2849.1991 | 3566.958 | 3566.958 | 3566.958 | 3566.958 | 3126.958 | 3126.958 | 3126.958 | 3032.958 | 4511.9666 | 4511.9666 | 4511.9666 | 4511.9666 | 3927.9666 | 3927.9666 | 3927.9666 | 3927.9666
VIC1 | Hydro | 2279.02 | 2279.02 | 2279.02 | 2279.02 | 2279.02 | 2279.02 | 2279.02 | 2279.02 | 2279.02 | 2279.02 | 2279.02 | 2279.02 | 2279.02 | 2279.02 | 2279.02 | 2279.02 | 2279.02 | 2279.02 | 2279.02 | 2279.02 | 2279.02 | 2279.02 | 2279.02 | 2279.02 | 2279.02
VIC1 | Hydrogen Turbine | 0 | 0 | 0 | 0 | 0 | 0 | 0 | 0 | 0 | 0 | 0 | 0 | 0 | 0 | 0 | 0 | 0 | 0 | 0 | 0 | 0 | 0 | 0 | 0 | 0
VIC1 | Wind | 5252.76 | 6124.8614 | 10201.8844 | 10701.8844 | 11405.1444 | 11905.1444 | 13538.4052 | 15075.2169 | 15550.2169 | 16550.2169 | 17550.2173 | 18998.3287 | 19824.3288 | 20872.1224 | 20583.8224 | 21203.153 | 21991.8554 | 22173.4392 | 21857.6391 | 21107.0791 | 22345.9955 | 24329.3432 | 24442.3432 | 23784.2432 | 23726.6432
VIC1 | Solar PV | 1359.95 | 3564.383 | 4294.493 | 4517.4029 | 5874.5509 | 5874.5509 | 5887.0111 | 5952.1373 | 6071.0041 | 6071.0041 | 6071.0041 | 6907.0254 | 6907.0254 | 6907.0254 | 6907.0254 | 9442.7084 | 9519.9543 | 10370.329 | 10259.849 | 10228.746 | 10368.7077 | 10368.7077 | 10385.133 | 9987.683 | 9895.123
VIC1 | Grid Battery | 2049.8 | 3753.79 | 5359.3324 | 6194.4197 | 6194.4197 | 6194.4197 | 6194.4198 | 6139.0898 | 9163.4101 | 9163.4101 | 9163.4101 | 9163.4101 | 9158.4101 | 9158.4101 | 9158.4101 | 8858.4101 | 8858.4101 | 8658.3401 | 8458.3401 | 8358.3401 | 7868.3401 | 7768.3401 | 7236.5476 | 6381.4603 | 5781.4603
VIC1 | PHES | 0 | 0 | 0 | 0 | 0 | 0 | 0 | 0 | 0 | 0 | 0 | 0 | 0 | 0 | 0 | 0 | 0 | 0 | 0 | 0 | 0 | 0 | 0 | 0 | 0
VIC1 | VPP | 168.82 | 264.3 | 399.95 | 599.83 | 764.8 | 955.34 | 1174.77 | 1435.99 | 1711.9001 | 2026.53 | 2403.45 | 2835.2399 | 3336.6702 | 3875.75 | 4445.78 | 5052.2599 | 5720.79 | 6434 | 7202.0002 | 8011.21 | 8858.3201 | 9749.5898 | 10694.4399 | 11670.1602 | 12031.3096
Total |  | 18345.35 | 22661.3544 | 25677.5 | 27435.3773 | 29080.7552 | 29771.2952 | 32301.5683 | 33939.3961 | 38124.7503 | 40157.1392 | 41534.0594 | 44249.9821 | 45572.4124 | 46219.2859 | 46501.0159 | 49962.5095 | 51402.9879 | 54427.095 | 54568.8151 | 54496.3618 | 56232.35 | 58422.9674 | 58965.4503 | 58030.5332 | 57641.5226
Region | Technology | 2026-27 | 2027-28 | 2028-29 | 2029-30 | 2030-31 | 2031-32 | 2032-33 | 2033-34 | 2034-35 | 2035-36 | 2036-37 | 2037-38 | 2038-39 | 2039-40 | 2040-41 | 2041-42 | 2042-43 | 2043-44 | 2044-45 | 2045-46 | 2046-47 | 2047-48 | 2048-49 | 2049-50 | 2050-51
SA1 | Black Coal | 0 | 0 | 0 | 0 | 0 | 0 | 0 | 0 | 0 | 0 | 0 | 0 | 0 | 0 | 0 | 0 | 0 | 0 | 0 | 0 | 0 | 0 | 0 | 0 | 0
SA1 | Brown Coal | 0 | 0 | 0 | 0 | 0 | 0 | 0 | 0 | 0 | 0 | 0 | 0 | 0 | 0 | 0 | 0 | 0 | 0 | 0 | 0 | 0 | 0 | 0 | 0 | 0
SA1 | CCGT | 709 | 709 | 529 | 529 | 529 | 529 | 529 | 529 | 529 | 529 | 529 | 0 | 0 | 0 | 0 | 0 | 0 | 0 | 0 | 0 | 0 | 0 | 0 | 0 | 0
SA1 | Gas - Steam | 0 | 0 | 0 | 0 | 0 | 0 | 0 | 0 | 0 | 0 | 0 | 0 | 0 | 0 | 0 | 0 | 0 | 0 | 0 | 0 | 0 | 0 | 0 | 0 | 0
SA1 | OCGT / Diesel | 1460.66 | 1460.66 | 1324.16 | 1324.16 | 1078.16 | 1078.16 | 801.3 | 801.3 | 801.3 | 721.3 | 721.3 | 721.3 | 721.3 | 721.3 | 721.3 | 721.3 | 721.3 | 721.3 | 511.3 | 511.3 | 357.3 | 357.3 | 357.3 | 357.3 | 700.9842
SA1 | Hydro | 0 | 0 | 0 | 0 | 0 | 0 | 0 | 0 | 0 | 0 | 0 | 0 | 0 | 0 | 0 | 0 | 0 | 0 | 0 | 0 | 0 | 0 | 0 | 0 | 0
SA1 | Hydrogen Turbine | 0 | 0 | 0 | 0 | 0 | 0 | 0 | 0 | 0 | 0 | 0 | 0 | 0 | 0 | 0 | 0 | 0 | 0 | 0 | 0 | 0 | 0 | 0 | 0 | 0
SA1 | Wind | 2762.21 | 3584.2052 | 3610.1227 | 3910.1227 | 4474.2705 | 4383.5205 | 4606.4486 | 4740.4348 | 4774.2435 | 4506.3435 | 4321.5435 | 4704.3632 | 4681.4142 | 5039.8474 | 5000.8474 | 5076.6532 | 5477.6477 | 5265.5394 | 5824.5789 | 5612.1789 | 6410.139 | 7357.7905 | 7161.8426 | 6958.3426 | 6958.3426
SA1 | Solar PV | 699.61 | 955.37 | 2254.0374 | 2254.0374 | 2254.0374 | 2247.9174 | 2285.408 | 2328.3858 | 3962.0637 | 3962.0637 | 3962.0637 | 6229.904 | 6229.904 | 6229.904 | 6229.904 | 6697.9958 | 6697.9958 | 8759.4918 | 8489.4918 | 8471.1118 | 8691.3931 | 8619.3634 | 8622.1909 | 8514.1909 | 8514.1909
SA1 | Grid Battery | 1151.07 | 1774.07 | 2441.2206 | 2441.2208 | 2411.2208 | 2411.2208 | 2411.2208 | 2411.2208 | 2386.2208 | 2386.2208 | 2386.2208 | 3263.1379 | 3263.1379 | 3263.1379 | 3263.1379 | 3256.8681 | 3256.8681 | 2998.8681 | 2698.8681 | 2688.8681 | 2628.8681 | 2628.8681 | 1910.9175 | 1799.9173 | 1799.9173
SA1 | PHES | 0 | 0 | 0 | 0 | 0 | 0 | 0 | 0 | 0 | 0 | 0 | 0 | 0 | 0 | 0 | 0 | 0 | 0 | 0 | 0 | 0 | 0 | 0 | 0 | 0
SA1 | VPP | 178.78 | 237.35 | 302.04 | 335.67 | 398.72 | 470.3 | 550.74 | 645.11 | 745.02 | 855.85 | 985.19 | 1134.39 | 1300.61 | 1476.44 | 1655.9999 | 1845.35 | 2052.36 | 2268.62 | 2499.84 | 2741.01 | 2989.45 | 3247.5 | 3514.7799 | 3792.3201 | 3882.4399
Total |  | 6961.33 | 8720.6552 | 10460.5807 | 10794.2109 | 11145.4087 | 11120.1187 | 11184.1175 | 11455.4514 | 13197.848 | 12960.778 | 12905.318 | 16053.0951 | 16196.3662 | 16730.6294 | 16871.1893 | 17598.167 | 18206.1716 | 20013.8192 | 20024.0787 | 20024.4688 | 21077.1502 | 22210.8219 | 21567.0309 | 21422.0709 | 21855.875
Region | Technology | 2026-27 | 2027-28 | 2028-29 | 2029-30 | 2030-31 | 2031-32 | 2032-33 | 2033-34 | 2034-35 | 2035-36 | 2036-37 | 2037-38 | 2038-39 | 2039-40 | 2040-41 | 2041-42 | 2042-43 | 2043-44 | 2044-45 | 2045-46 | 2046-47 | 2047-48 | 2048-49 | 2049-50 | 2050-51
TAS1 | Black Coal | 0 | 0 | 0 | 0 | 0 | 0 | 0 | 0 | 0 | 0 | 0 | 0 | 0 | 0 | 0 | 0 | 0 | 0 | 0 | 0 | 0 | 0 | 0 | 0 | 0
TAS1 | Brown Coal | 0 | 0 | 0 | 0 | 0 | 0 | 0 | 0 | 0 | 0 | 0 | 0 | 0 | 0 | 0 | 0 | 0 | 0 | 0 | 0 | 0 | 0 | 0 | 0 | 0
TAS1 | CCGT | 208 | 208 | 208 | 208 | 208 | 208 | 208 | 208 | 208 | 208 | 208 | 208 | 208 | 208 | 208 | 208 | 208 | 208 | 208 | 208 | 208 | 208 | 208 | 208 | 0
TAS1 | Gas - Steam | 0 | 0 | 0 | 0 | 0 | 0 | 0 | 0 | 0 | 0 | 0 | 0 | 0 | 0 | 0 | 0 | 0 | 0 | 0 | 0 | 0 | 0 | 0 | 0 | 0
TAS1 | OCGT / Diesel | 178 | 178 | 178 | 178 | 178 | 178 | 178 | 178 | 178 | 178 | 178 | 178 | 178 | 178 | 58 | 58 | 58 | 58 | 58 | 58 | 58 | 58 | 58 | 58 | 0
TAS1 | Hydro | 2409 | 2409 | 2409 | 2409 | 2748.9 | 2748.9 | 2748.9 | 2748.9 | 2748.9 | 2748.9 | 2748.9 | 2748.9 | 2748.9 | 2748.9 | 2748.9 | 2748.9 | 2748.9 | 2748.9 | 2748.9 | 2748.9 | 2748.9 | 2748.9 | 2748.9 | 2748.9 | 2748.9
TAS1 | Hydrogen Turbine | 0 | 0 | 0 | 0 | 0 | 0 | 0 | 0 | 0 | 0 | 0 | 0 | 0 | 0 | 0 | 0 | 0 | 0 | 0 | 0 | 0 | 0 | 0 | 0 | 0
TAS1 | Wind | 563.35 | 1171.4407 | 1493.1477 | 1804.5106 | 1924.1961 | 2043.8814 | 2163.5668 | 2283.2523 | 2402.358 | 2522.0433 | 2643.3854 | 2769.3467 | 2894.8419 | 3014.5273 | 3014.5273 | 3014.5273 | 3014.5273 | 3014.5273 | 2870.5273 | 2870.5273 | 2870.5273 | 2870.5273 | 2870.5273 | 2870.5273 | 2562.7773
TAS1 | Solar PV | 0 | 0 | 360.8 | 360.8 | 360.8 | 360.8 | 360.8 | 360.8 | 360.8 | 360.8003 | 360.8003 | 360.8003 | 360.8003 | 360.8003 | 360.8003 | 360.8003 | 360.8003 | 360.8003 | 360.8003 | 360.8003 | 360.8003 | 360.8003 | 360.8003 | 360.8003 | 360.8003
TAS1 | Grid Battery | 0 | 0 | 0 | 0 | 0 | 0 | 0 | 0 | 0 | 0 | 0 | 0 | 0 | 0 | 0 | 0 | 0 | 0 | 0 | 0 | 0 | 0 | 0 | 0 | 0
TAS1 | PHES | 0 | 0 | 0 | 0 | 0 | 0 | 0 | 0 | 0 | 0 | 0 | 0 | 0 | 0 | 0 | 0 | 0 | 0 | 0 | 0 | 0 | 0 | 0 | 0 | 0
TAS1 | VPP | 9.14 | 14.97 | 22.76 | 35.97 | 45.95 | 57.99 | 71.62 | 89.33 | 108.27 | 130.08 | 156.14 | 186.21 | 220.7 | 258.47 | 295.9 | 335.68 | 379.44 | 425.91 | 475.73 | 528.14 | 582.74 | 640.06 | 700.67 | 762.96 | 779.78
Total |  | 3367.49 | 3981.4107 | 4671.7077 | 4996.2806 | 5465.846 | 5597.5714 | 5730.8868 | 5868.2823 | 6006.328 | 6147.8236 | 6295.2256 | 6451.257 | 6611.2422 | 6768.6976 | 6686.1276 | 6725.9076 | 6769.6676 | 6816.1376 | 6721.9576 | 6774.3676 | 6828.9676 | 6886.2876 | 6946.8976 | 7009.1876 | 6452.2576
Explicitly modelled pumping
Region | Technology | 2026-27 | 2027-28 | 2028-29 | 2029-30 | 2030-31 | 2031-32 | 2032-33 | 2033-34 | 2034-35 | 2035-36 | 2036-37 | 2037-38 | 2038-39 | 2039-40 | 2040-41 | 2041-42 | 2042-43 | 2043-44 | 2044-45 | 2045-46 | 2046-47 | 2047-48 | 2048-49 | 2049-50 | 2050-51
NEM | Grid Battery Pump | 8150.83 | 12610.7269 | 18215.9852 | 21727.5896 | 21833.4177 | 22033.4177 | 22263.9448 | 22198.6148 | 25197.9352 | 25197.9352 | 25147.9352 | 27377.575 | 27272.575 | 27414.6211 | 27349.6211 | 27043.3513 | 26993.3513 | 26485.2813 | 25785.2813 | 25097.6813 | 27337.0911 | 26707.2049 | 24662.5712 | 21073.9672 | 20078.1389
NEM | PHES Pump | 1560 | 1560 | 1560 | 4410 | 4410 | 4410 | 4410 | 4410 | 4410 | 6408 | 6408 | 6408 | 6408 | 6408 | 6408 | 6408 | 6408 | 6408 | 6408 | 6408 | 6408 | 6408 | 6408 | 6408 | 6408
NEM | VPP Pump | 771.66 | 1149.8 | 1657.44 | 2327.93 | 2933.44 | 3636.1501 | 4456.08 | 5417.2599 | 6421.98 | 7544.2601 | 8859.3201 | 10386 | 12145.3701 | 14017.92 | 15960.2201 | 18021.2702 | 20296.0799 | 22701.1698 | 25296.3102 | 28002.64 | 30830.22 | 33791.0795 | 36887.8596 | 40097.6204 | 41204.0998
Region | Technology | 2026-27 | 2027-28 | 2028-29 | 2029-30 | 2030-31 | 2031-32 | 2032-33 | 2033-34 | 2034-35 | 2035-36 | 2036-37 | 2037-38 | 2038-39 | 2039-40 | 2040-41 | 2041-42 | 2042-43 | 2043-44 | 2044-45 | 2045-46 | 2046-47 | 2047-48 | 2048-49 | 2049-50 | 2050-51
NSW1 | Grid Battery Pump | 2533.1 | 3934.1422 | 4728.3492 | 5468.2651 | 5604.0932 | 5804.0932 | 6034.6202 | 6024.6202 | 6024.6202 | 6024.6202 | 5974.6202 | 5974.6205 | 5974.6205 | 5974.6206 | 5909.6206 | 5909.6206 | 5909.6206 | 5859.6206 | 5859.6206 | 5832.0206 | 5282.0206 | 5093.9984 | 4299.4714 | 3759.5556 | 3623.7274
NSW1 | PHES Pump | 840 | 840 | 840 | 3690 | 3690 | 3690 | 3690 | 3690 | 3690 | 3690 | 3690 | 3690 | 3690 | 3690 | 3690 | 3690 | 3690 | 3690 | 3690 | 3690 | 3690 | 3690 | 3690 | 3690 | 3690
NSW1 | VPP Pump | 292.37 | 432.37 | 621.11 | 877.68 | 1101.14 | 1364.4801 | 1678.56 | 2038.9399 | 2397.21 | 2790.2501 | 3251.3001 | 3788.16 | 4407.46 | 5055.4199 | 5711.9301 | 6409.9802 | 7183.1399 | 7993.6399 | 8876.29 | 9790.3401 | 10743.2798 | 11741.7598 | 12788.2798 | 13883.3101 | 14232.1904
Region | Technology | 2026-27 | 2027-28 | 2028-29 | 2029-30 | 2030-31 | 2031-32 | 2032-33 | 2033-34 | 2034-35 | 2035-36 | 2036-37 | 2037-38 | 2038-39 | 2039-40 | 2040-41 | 2041-42 | 2042-43 | 2043-44 | 2044-45 | 2045-46 | 2046-47 | 2047-48 | 2048-49 | 2049-50 | 2050-51
QLD1 | Grid Battery Pump | 2416.86 | 3148.7247 | 5687.083 | 7623.6841 | 7623.6841 | 7623.6841 | 7623.6841 | 7623.6841 | 7623.6841 | 7623.6841 | 7623.6841 | 8976.4065 | 8876.4065 | 9018.4525 | 9018.4525 | 9018.4525 | 8968.4525 | 8968.4525 | 8768.4525 | 8218.4525 | 11557.8622 | 11215.9983 | 11215.6347 | 9133.0339 | 8873.0339
QLD1 | PHES Pump | 720 | 720 | 720 | 720 | 720 | 720 | 720 | 720 | 720 | 2718 | 2718 | 2718 | 2718 | 2718 | 2718 | 2718 | 2718 | 2718 | 2718 | 2718 | 2718 | 2718 | 2718 | 2718 | 2718
QLD1 | VPP Pump | 122.55 | 200.81 | 311.58 | 478.78 | 622.83 | 788.04 | 980.39 | 1207.89 | 1459.58 | 1741.55 | 2063.24 | 2442.0001 | 2879.9299 | 3351.8401 | 3850.6101 | 4378.0001 | 4960.35 | 5578.9999 | 6242.45 | 6931.9399 | 7656.4302 | 8412.1699 | 9189.6899 | 9988.8701 | 10278.3799
Region | Technology | 2026-27 | 2027-28 | 2028-29 | 2029-30 | 2030-31 | 2031-32 | 2032-33 | 2033-34 | 2034-35 | 2035-36 | 2036-37 | 2037-38 | 2038-39 | 2039-40 | 2040-41 | 2041-42 | 2042-43 | 2043-44 | 2044-45 | 2045-46 | 2046-47 | 2047-48 | 2048-49 | 2049-50 | 2050-51
VIC1 | Grid Battery Pump | 2049.8 | 3753.79 | 5359.3324 | 6194.4197 | 6194.4197 | 6194.4197 | 6194.4198 | 6139.0898 | 9163.4101 | 9163.4101 | 9163.4101 | 9163.4101 | 9158.4101 | 9158.4101 | 9158.4101 | 8858.4101 | 8858.4101 | 8658.3401 | 8458.3401 | 8358.3401 | 7868.3401 | 7768.3401 | 7236.5476 | 6381.4603 | 5781.4603
VIC1 | PHES Pump | 0 | 0 | 0 | 0 | 0 | 0 | 0 | 0 | 0 | 0 | 0 | 0 | 0 | 0 | 0 | 0 | 0 | 0 | 0 | 0 | 0 | 0 | 0 | 0 | 0
VIC1 | VPP Pump | 168.82 | 264.3 | 399.95 | 599.83 | 764.8 | 955.34 | 1174.77 | 1435.99 | 1711.9001 | 2026.53 | 2403.45 | 2835.2399 | 3336.6702 | 3875.75 | 4445.78 | 5052.2599 | 5720.79 | 6434 | 7202.0002 | 8011.21 | 8858.3201 | 9749.5898 | 10694.4399 | 11670.1602 | 12031.3096
Region | Technology | 2026-27 | 2027-28 | 2028-29 | 2029-30 | 2030-31 | 2031-32 | 2032-33 | 2033-34 | 2034-35 | 2035-36 | 2036-37 | 2037-38 | 2038-39 | 2039-40 | 2040-41 | 2041-42 | 2042-43 | 2043-44 | 2044-45 | 2045-46 | 2046-47 | 2047-48 | 2048-49 | 2049-50 | 2050-51
SA1 | Grid Battery Pump | 1151.07 | 1774.07 | 2441.2206 | 2441.2208 | 2411.2208 | 2411.2208 | 2411.2208 | 2411.2208 | 2386.2208 | 2386.2208 | 2386.2208 | 3263.1379 | 3263.1379 | 3263.1379 | 3263.1379 | 3256.8681 | 3256.8681 | 2998.8681 | 2698.8681 | 2688.8681 | 2628.8681 | 2628.8681 | 1910.9175 | 1799.9173 | 1799.9173
SA1 | PHES Pump | 0 | 0 | 0 | 0 | 0 | 0 | 0 | 0 | 0 | 0 | 0 | 0 | 0 | 0 | 0 | 0 | 0 | 0 | 0 | 0 | 0 | 0 | 0 | 0 | 0
SA1 | VPP Pump | 178.78 | 237.35 | 302.04 | 335.67 | 398.72 | 470.3 | 550.74 | 645.11 | 745.02 | 855.85 | 985.19 | 1134.39 | 1300.61 | 1476.44 | 1655.9999 | 1845.35 | 2052.36 | 2268.62 | 2499.84 | 2741.01 | 2989.45 | 3247.5 | 3514.7799 | 3792.3201 | 3882.4399
Region | Technology | 2026-27 | 2027-28 | 2028-29 | 2029-30 | 2030-31 | 2031-32 | 2032-33 | 2033-34 | 2034-35 | 2035-36 | 2036-37 | 2037-38 | 2038-39 | 2039-40 | 2040-41 | 2041-42 | 2042-43 | 2043-44 | 2044-45 | 2045-46 | 2046-47 | 2047-48 | 2048-49 | 2049-50 | 2050-51
TAS1 | Grid Battery Pump | 0 | 0 | 0 | 0 | 0 | 0 | 0 | 0 | 0 | 0 | 0 | 0 | 0 | 0 | 0 | 0 | 0 | 0 | 0 | 0 | 0 | 0 | 0 | 0 | 0
TAS1 | PHES Pump | 0 | 0 | 0 | 0 | 0 | 0 | 0 | 0 | 0 | 0 | 0 | 0 | 0 | 0 | 0 | 0 | 0 | 0 | 0 | 0 | 0 | 0 | 0 | 0 | 0
TAS1 | VPP Pump | 9.14 | 14.97 | 22.76 | 35.97 | 45.95 | 57.99 | 71.62 | 89.33 | 108.27 | 130.08 | 156.14 | 186.21 | 220.7 | 258.47 | 295.9 | 335.68 | 379.44 | 425.91 | 475.73 | 528.14 | 582.74 | 640.06 | 700.67 | 762.96 | 779.78

## ML1_REZ Generation
Annual sent-out generation by REZ (GWh) - ML1, Accelerated Transition Scenario
The REZ generation includes generation from the existing, committed and anticipated renewables mapped to the relevant REZs. Does not include generation from renewables not in a REZ.
Non-scheduled generation including Distributed PV is not shown.
Region | REZ | REZ Name | Technology | 2026-27 | 2027-28 | 2028-29 | 2029-30 | 2030-31 | 2031-32 | 2032-33 | 2033-34 | 2034-35 | 2035-36 | 2036-37 | 2037-38 | 2038-39 | 2039-40 | 2040-41 | 2041-42 | 2042-43 | 2043-44 | 2044-45 | 2045-46 | 2046-47 | 2047-48 | 2048-49 | 2049-50 | 2050-51
QLD | Q1 | Far North QLD | Solar | 0 | 1.607e-06 | 90.0223 | 102.6918 | 94.9471 | 88.1399 | 95.5221 | 87.0316 | 87.8719 | 93.3793 | 91.7259 | 530.0754 | 518.1616 | 466.2631 | 450.4722 | 469.2506 | 484.834 | 463.8298 | 462.2941 | 460.3875 | 1507.5795 | 1423.0682 | 1382.9003 | 1327.272 | 1452.6792
QLD | Q2 | North Qld Clean Energy Hub | Solar | 221.0039 | 187.7331 | 219.4424 | 233.1782 | 239.6464 | 242.859 | 248.445 | 240.2698 | 236.1418 | 245.5212 | 247.274 | 92.5761 | 96.1093 | 100.0718 | 101.8928 | 102.2962 | 99.0007 | 97.6234 | 101.2081 | 103.9926 | 50.4988 | 52.574 | 0.0001673 | 0.00017172 | 0.00017001
QLD | Q3 | Northern Qld | Solar | 1175.0917 | 1575.4119 | 2112.5493 | 2381.6859 | 2504.1586 | 2473.3571 | 2588.7782 | 2475.1957 | 2364.4518 | 2431.0241 | 2353.0451 | 2572.5247 | 2828.1749 | 2918.2253 | 2876.4493 | 3004.1205 | 2844.7593 | 2361.1929 | 2379.933 | 2306.998 | 2653.0555 | 2533.5461 | 2598.4008 | 2559.4266 | 2381.4832
QLD | Q4 | Isaac | Solar | 1624.7871 | 1445.4265 | 1527.7269 | 1717.368 | 1763.9827 | 1791.2221 | 1842.6971 | 1767.8057 | 1700.9131 | 1820.119 | 1787.5292 | 1537.3708 | 1716.7966 | 1768.7591 | 1792.1786 | 1846.4035 | 1770.1125 | 1706.9184 | 1697.3861 | 1670.8103 | 1438.2734 | 1608.9122 | 433.5509 | 59.4979 | 0.00091872
QLD | Q5 | Barcaldine | Solar | 33.6399 | 31.3509 | 37.3449 | 39.4133 | 317.8696 | 311.4073 | 320.9402 | 303.2506 | 307.5788 | 868.2625 | 884.3126 | 1504.659 | 1393.1665 | 1419.6742 | 1447.6663 | 1439.8357 | 1703.9262 | 1601.0356 | 1627.2313 | 1666.1868 | 1702.9537 | 1547.3014 | 1992.5471 | 2018.6165 | 2117.2776
QLD | Q6 | Fitzroy | Solar | 218.5324 | 199.7589 | 207.6061 | 1470.406 | 1371.5586 | 1393.3103 | 1403.3328 | 2741.2734 | 4169.0496 | 5179.5534 | 5110.4467 | 5118.8208 | 5137.6135 | 4440.0779 | 4722.5159 | 4565.5972 | 4891.3345 | 4766.1311 | 4543.812 | 4612.7938 | 4500.767 | 4426.2863 | 4119.9164 | 4385.2584 | 4527.0326
QLD | Q7 | Wide Bay | Solar | 934.0802 | 1063.9342 | 1387.6443 | 2701.527 | 2660.9721 | 2763.2021 | 2729.2812 | 2658.7164 | 2689.4083 | 3743.5184 | 3894.067 | 3518.8093 | 3618.1146 | 3442.6215 | 3634.3629 | 3520.9455 | 3755.3449 | 3718.3083 | 3681.8358 | 3713.3745 | 3393.3327 | 3482.3135 | 3466.0294 | 3366.5737 | 3346.4685
QLD | Q8 | Darling Downs | Solar | 2868.9982 | 4009.627 | 8053.1237 | 10352.2551 | 10121.6311 | 10343.8188 | 10187.8552 | 9712.5318 | 10258.4749 | 11375.1106 | 14282.8309 | 13577.1955 | 13406.6581 | 12736.4212 | 13392.1381 | 12760.6343 | 13321.1491 | 13988.4287 | 13834.4029 | 14031.5127 | 13012.9466 | 12336.8739 | 11747.615 | 12177.0756 | 12417.7515
QLD | Q9 | Banana | Solar | 0 | 1.555e-06 | 3.0965e-05 | 4.8091e-05 | 4.5342e-05 | 4.6414e-05 | 4.4387e-05 | 4.2875e-05 | 4.2734e-05 | 4.136e-05 | 7.4025e-05 | 8639.097 | 8308.406 | 9770.106 | 10451.005 | 10103.83 | 12018.291 | 12618.663 | 12410.24 | 12741.739 | 27144.25 | 27924.934 | 26500.693 | 28477.963 | 30539.254
NSW | N1 | North West NSW | Solar | 436.2606 | 353.3648 | 380.7111 | 409.7901 | 438.0488 | 448.1255 | 439.3154 | 476.5512 | 456.5056 | 498.1921 | 500.8374 | 431.0079 | 502.2726 | 532.204 | 552.5521 | 539.7974 | 539.052 | 530.4035 | 561.3695 | 565.8978 | 448.1176 | 459.1755 | 475.557 | 485.5337 | 487.3017
NSW | N2 | New England | Solar | 1173.2445 | 1109.5354 | 1077.0055 | 8971.6791 | 9143.7837 | 8991.6012 | 11069.0842 | 11463.4156 | 11159.1664 | 12450.3831 | 12032.0437 | 9978.2555 | 10122.4281 | 10295.8685 | 13382.7453 | 12906.2413 | 15827.81 | 16725.4408 | 18100.2015 | 18673.3791 | 16577.4142 | 17628.8444 | 17769.6238 | 17686.734 | 19736.4945
NSW | N3 | Central-West Orana | Solar | 2032.8497 | 2981.4527 | 3533.6532 | 4006.2633 | 4283.2153 | 4327.7326 | 4324.731 | 4309.0994 | 7549.0449 | 8141.9102 | 9680.338 | 9009.8156 | 9812.6017 | 11438.0133 | 11724.9176 | 12202.9026 | 11501.7537 | 14606.8747 | 15331.9503 | 16031.4146 | 14880.0449 | 13572.7203 | 13815.0754 | 12891.549 | 14618.5128
NSW | N4 | Broken Hill | Solar | 95.474 | 103.886 | 469.5036 | 517.0734 | 507.484 | 497.3402 | 515.6268 | 501.7169 | 851.2695 | 890.722 | 901.879 | 1114.111 | 1108.3539 | 1050.0889 | 1098.7706 | 1121.7696 | 1213.2121 | 2188.4644 | 2180.5146 | 2376.656 | 2250.7056 | 3150.2705 | 2924.9692 | 2954.3381 | 3422.306
NSW | N5 | South West NSW | Solar | 2560.4238 | 3286.9 | 3530.7657 | 3719.1831 | 3806.4251 | 3769.9676 | 3901.3664 | 3734.5703 | 3563.2676 | 3836.9857 | 3831.7582 | 4680.3971 | 4785.3083 | 4833.2996 | 5380.9505 | 5606.5981 | 5343.7863 | 5038.5962 | 5271.7355 | 5385.0981 | 5836.1553 | 5863.4908 | 5752.4675 | 4738.7046 | 4739.7772
NSW | N6 | Wagga Wagga | Solar | 1369.6167 | 1346.7356 | 2521.2146 | 2769.9947 | 2840.6938 | 2690.4402 | 2857.3967 | 2805.1007 | 2723.4078 | 2900.7318 | 2860.5267 | 4800.1389 | 4849.5799 | 4721.0934 | 4691.8719 | 4946.1999 | 4793.5104 | 4590.0597 | 4743.969 | 4917.3968 | 5361.3124 | 5089.6113 | 4945.366 | 4713.07 | 5068.2532
NSW | N7 | Tumut | Solar | 0 | 0 | 0 | 0 | 0 | 0 | 0 | 0 | 0 | 0 | 0 | 0 | 0 | 0 | 0 | 0 | 0 | 0 | 0 | 0 | 0 | 0 | 0 | 0 | 0
NSW | N8 | Cooma-Monaro | Solar | 0 | 0 | 0 | 0 | 0 | 0 | 0 | 0 | 0 | 0 | 0 | 0 | 0 | 0 | 0 | 0 | 0 | 0 | 0 | 0 | 0 | 0 | 0 | 0 | 0
NSW | N9 | Hunter-Central Coast | Solar | 0 | 0 | 0 | 0 | 0 | 0 | 0 | 0 | 0 | 0 | 0 | 0 | 0 | 0 | 0 | 0 | 0 | 0 | 0 | 0 | 0 | 0 | 0 | 0 | 0
VIC | V1 | North West VIC | Solar | 1247.0303 | 1225.8571 | 1296.7696 | 1512.2249 | 4237.3326 | 4189.3252 | 4515.3252 | 4651.3892 | 4931.7823 | 5196.5836 | 5345.4657 | 5512.1547 | 5784.9755 | 5799.9897 | 5706.5784 | 5778.6694 | 5789.3905 | 5980.5665 | 6223.1162 | 6215.812 | 5753.635 | 5812.6159 | 5664.6595 | 4998.0955 | 5115.3726
VIC | V2 | Central Highlands VIC | Solar | 0 | 213.1463 | 421.3701 | 440.0553 | 436.8671 | 430.4326 | 461.2788 | 470.0233 | 480.6014 | 509.3161 | 515.2959 | 506.9187 | 530.5725 | 537.0067 | 532.2011 | 2248.5924 | 2392.1835 | 2775.1902 | 3107.399 | 3095.1599 | 2709.8608 | 2680.6589 | 2612.2425 | 2565.3586 | 2732.3721
VIC | V3 | Wimmera Grampians | Solar | 0 | 0 | 0 | 0 | 0 | 0 | 0 | 0 | 0 | 0 | 0 | 0 | 0 | 0 | 0 | 0 | 0 | 0 | 0 | 0 | 0 | 0 | 0 | 0 | 0
VIC | V4 | Wimmera Southern Mallee | Solar | 0 | 0 | 0 | 0 | 0 | 0 | 0 | 0 | 0 | 0 | 0 | 0 | 0 | 0 | 0 | 0 | 0 | 0 | 0 | 0 | 0 | 0 | 0 | 0 | 0
VIC | V5 | South West VIC | Solar | 690.2957 | 1840.8042 | 1717.2269 | 1851.625 | 1787.4523 | 2000.7032 | 1737.5282 | 1775.6373 | 1830.7759 | 1918.1821 | 1947.0774 | 1735.0194 | 1868.2855 | 1802.4374 | 2013.9498 | 1745.2404 | 1775.002 | 1841.4528 | 1915.0302 | 1947.076 | 1735.018 | 1878.1096 | 1797.3893 | 2013.9475 | 1745.2383
VIC | V6 | Gippsland Onshore | Solar | 0 | 0 | 0 | 0 | 0 | 0 | 0 | 0 | 0 | 0 | 0 | 0 | 0 | 0 | 0 | 0 | 0 | 0 | 0 | 0 | 0 | 0 | 0 | 0 | 0
VIC | V7 | Central North VIC | Solar | 976.6087 | 1850.6028 | 2057.7677 | 2146.1596 | 2199.9616 | 2150.1022 | 2294.9962 | 2255.1275 | 2125.6529 | 2202.3084 | 2223.0175 | 2478.4567 | 2556.285 | 2593.4524 | 2511.9278 | 2665.9678 | 2574.503 | 2765.3954 | 2740.216 | 2730.2387 | 2680.0296 | 2736.4596 | 2774.0071 | 2677.4019 | 2836.5131
SA | S1 | South East SA | Solar | 285.9332 | 289.423 | 310.0222 | 338.5072 | 347.8645 | 340.1192 | 353.7633 | 351.3883 | 335.1098 | 346.7015 | 357.8048 | 325.6226 | 350.3378 | 356.5065 | 348.7562 | 293.4082 | 286.1358 | 271.2728 | 279.3943 | 288.9714 | 266.4099 | 285.9972 | 288.9776 | 36.449 | 38.0544
SA | S2 | Riverland | Solar | 44.0499 | 44.9247 | 44.6866 | 49.8019 | 53.9266 | 38.7995 | 40.0412 | 41.537 | 425.1334 | 435.2185 | 469.8341 | 3371.061 | 3332.8028 | 3177.2863 | 3459.9058 | 3326.5602 | 3497.6066 | 3629.6633 | 3733.759 | 4189.1377 | 3927.9006 | 3771.6487 | 3816.557 | 4107.657 | 4080.0962
SA | S3 | Mid-North SA | Solar | 0 | 4.1669e-06 | 4.7206e-05 | 4.8591e-05 | 4.8978e-05 | 4.7305e-05 | 58.0248 | 122.8825 | 2012.3601 | 2096.412 | 2259.3213 | 2043.375 | 2049.2415 | 1931.7377 | 2022.1377 | 1897.9406 | 2037.6863 | 2375.0854 | 2473.9214 | 2842.4556 | 2968.973 | 2896.1487 | 2913.7078 | 3127.1863 | 3135.864
SA | S4 | Yorke Peninsula | Solar | 0 | 0 | 0 | 0 | 0 | 0 | 0 | 0 | 0 | 0 | 0 | 0 | 0 | 0 | 0 | 0 | 0 | 0 | 0 | 0 | 0 | 0 | 0 | 0 | 0
SA | S5 | Northern SA | Solar | 821.3361 | 745.5198 | 1799.8954 | 1887.7804 | 2061.9806 | 2055.2935 | 2094.9481 | 2032.5608 | 2265.3352 | 2298.2897 | 2406.8927 | 2534.9731 | 2527.2973 | 2472.1117 | 2536.1125 | 3068.7469 | 3118.4002 | 4952.0587 | 4360.3045 | 4895.1655 | 4830.3745 | 4396.2847 | 4455.4937 | 4689.768 | 4781.449
SA | S6 | Leigh Creek | Solar | 0 | 0 | 0 | 0 | 0 | 0 | 0 | 0 | 0 | 0 | 0 | 0 | 0 | 0 | 0 | 0 | 0 | 0 | 0 | 0 | 0 | 0 | 0 | 0 | 0
SA | S7 | Roxby Downs | Solar | 0 | 6.024e-06 | 907.0512 | 951.1562 | 1057.4812 | 1073.4946 | 1068.6902 | 1059.888 | 1144.2896 | 1160.2477 | 1247.6129 | 1229.5461 | 1192.3302 | 1134.9935 | 1191.2072 | 1109.5878 | 1154.2433 | 1171.6165 | 1190.6738 | 1334.4702 | 1288.0652 | 1219.1906 | 1213.6326 | 1298.9608 | 1281.9753
SA | S8 | Eastern Eyre Peninsula | Solar | 0 | 3.3044e-06 | 9.2011e-06 | 9.5568e-06 | 1.0616e-05 | 1.024e-05 | 1.5331e-05 | 1.5499e-05 | 2.3124e-05 | 2.1186e-05 | 2.2101e-05 | 2.4436e-05 | 2.5497e-05 | 2.641e-05 | 2.6635e-05 | 3.6388e-05 | 3.5163e-05 | 7.0717e-05 | 6.6057e-05 | 6.7526e-05 | 6.3699e-05 | 6.6451e-05 | 6.8805e-05 | 6.828e-05 | 6.9091e-05
SA | S9 | Western Eyre Peninsula | Solar | 0 | 3.5432e-06 | 1.1091e-05 | 1.1248e-05 | 1.1674e-05 | 1.2244e-05 | 1.5434e-05 | 1.7804e-05 | 2.1304e-05 | 1.9127e-05 | 1.9666e-05 | 2.4228e-05 | 2.4366e-05 | 2.5193e-05 | 2.5382e-05 | 3.79e-05 | 3.7602e-05 | 4.6537e-05 | 4.3918e-05 | 4.3929e-05 | 4.5668e-05 | 4.6605e-05 | 4.7512e-05 | 4.6924e-05 | 4.741e-05
TAS | T1 | North East Tasmania | Solar | 0 | 2.9295e-06 | 2.8706e-06 | 5.8644e-06 | 5.5451e-06 | 5.15e-06 | 7.2759e-06 | 7.627e-06 | 7.5303e-06 | 7.0291e-06 | 6.9812e-06 | 9.9562e-06 | 9.7288e-06 | 1.4302e-05 | 1.498e-05 | 1.6733e-05 | 1.7398e-05 | 1.6466e-05 | 1.6288e-05 | 1.5781e-05 | 2.0012e-05 | 2.0328e-05 | 4.3104e-05 | 4.1228e-05 | 4.3039e-05
TAS | T2 | North West Tasmania | Solar | 0 | 2.055e-06 | 4.7126e-06 | 6.3514e-06 | 6.3722e-06 | 5.8451e-06 | 6.0992e-06 | 6.2658e-06 | 6.0968e-06 | 0.0003656 | 0.00036338 | 0.00035649 | 0.00036462 | 0.00035977 | 0.00035082 | 0.00036276 | 0.00038062 | 0.00035431 | 0.00034898 | 0.00034453 | 0.00033797 | 0.00035718 | 0.00035802 | 0.00033164 | 0.0003536
TAS | T3 | Central Highlands | Solar | 0 | 760.8648 | 1070.387 | 1083.4722 | 1092.9868 | 1076.7085 | 1134.8473 | 1130.2835 | 1133.3076 | 1174.1231 | 1177.5497 | 1154.4962 | 1168.6324 | 1191.7708 | 1178.7892 | 2915.1804 | 3039.9697 | 3413.0989 | 3766.4545 | 3747.1419 | 3351.5529 | 3305.5114 | 3265.7393 | 3207.2934 | 3396.23
Region | REZ | REZ Name | Technology | 2026-27 | 2027-28 | 2028-29 | 2029-30 | 2030-31 | 2031-32 | 2032-33 | 2033-34 | 2034-35 | 2035-36 | 2036-37 | 2037-38 | 2038-39 | 2039-40 | 2040-41 | 2041-42 | 2042-43 | 2043-44 | 2044-45 | 2045-46 | 2046-47 | 2047-48 | 2048-49 | 2049-50 | 2050-51
QLD | Q1 | Far North QLD | Wind | 863.5915 | 2496.803 | 4204.6169 | 4396.4611 | 4423.1651 | 4935.8129 | 5001.7381 | 4061.594 | 4615.7864 | 4776.1803 | 4686.0147 | 4156.5255 | 4352.6335 | 4255.6058 | 4549.5226 | 4573.7297 | 3964.7048 | 4184.2629 | 4164.9533 | 4210.7189 | 3702.4283 | 3840.1978 | 3600.8847 | 3830.672 | 3852.5564
QLD | Q2 | North Qld Clean Energy Hub | Wind | 134.445 | 131.0159 | 2385.3677 | 2317.6541 | 2448.034 | 3496.1824 | 3981.5547 | 5246.731 | 5793.7183 | 6207.945 | 5969.0983 | 5523.1353 | 5332.9205 | 5442.7947 | 5458.5488 | 5290.0763 | 5559.4496 | 5833.1554 | 6103.3754 | 5945.6484 | 5404.4902 | 5167.414 | 5381.8453 | 5390.4263 | 5344.5494
QLD | Q3 | Northern Qld | Wind | 0 | 0 | 0 | 0 | 0 | 0 | 0 | 0 | 0 | 0 | 0 | 0 | 0 | 0 | 0 | 0 | 0 | 0 | 0 | 0 | 0 | 0 | 0 | 0 | 0
QLD | Q4 | Isaac | Wind | 0 | 604.3819 | 827.1014 | 863.2185 | 878.1894 | 930.1782 | 860.2892 | 830.2188 | 879.6126 | 856.1323 | 970.4148 | 830.1334 | 864.8192 | 882.5716 | 929.2691 | 861.6478 | 833.3952 | 882.7378 | 854.7381 | 970.4144 | 830.1328 | 1298.7512 | 1663.4163 | 1758.4135 | 1635.5882
QLD | Q5 | Barcaldine | Wind | 0 | 2837.8064 | 3256.821 | 3051.9065 | 3105.6711 | 3092.8816 | 3321.3871 | 3307.9871 | 5054.0189 | 5211.4973 | 5326.2027 | 4872.0362 | 4544.8893 | 4612.4562 | 4503.4115 | 4786.6677 | 4969.9332 | 5103.9151 | 5164.3323 | 5276.7844 | 4743.1755 | 4341.0492 | 4533.4038 | 4425.1922 | 4776.3598
QLD | Q6 | Fitzroy | Wind | 0 | 518.8967 | 664.5286 | 1669.2684 | 1645.2661 | 1649.9128 | 3285.8668 | 3024.9542 | 3271.2542 | 3112.0167 | 3410.7399 | 3037.2865 | 3143.1845 | 3038.11 | 2964.9259 | 3810.305 | 3707.8583 | 4184.1445 | 4709.1551 | 5283.7972 | 4972.55 | 5053.7132 | 4969.5732 | 4846.1184 | 5220.4974
QLD | Q7 | Wide Bay | Wind | 0 | 4.6056e-06 | 2.1402e-05 | 2.1607e-05 | 2.078e-05 | 1.775e-05 | 1.8666e-05 | 1.7977e-05 | 1.9746e-05 | 1.7878e-05 | 1.9768e-05 | 9.7408e-05 | 9.5935e-05 | 9.6625e-05 | 9.1391e-05 | 9.4413e-05 | 9.5934e-05 | 9.3132e-05 | 8.8604e-05 | 9.6255e-05 | 534.74 | 523.8236 | 511.9762 | 472.6665 | 510.229
QLD | Q8 | Darling Downs | Wind | 4555.2142 | 8848.1708 | 8673.7658 | 8551.5811 | 8912.1558 | 8533.0356 | 9437.156 | 13961.4456 | 14462.6421 | 14507.7418 | 15243.4124 | 14395.0497 | 14031.0459 | 14561.1057 | 14186.1524 | 17043.2192 | 18198.9826 | 18537.2423 | 17084.3028 | 18166.5278 | 15719.5579 | 15268.0803 | 16217.691 | 15958.7788 | 16983.9266
QLD | Q9 | Banana | Wind | 0 | 7.7389e-06 | 1.7546e-05 | 1.6875e-05 | 1.7306e-05 | 1.617e-05 | 1.8758e-05 | 1.9605e-05 | 2.1577e-05 | 1.801e-05 | 2.1965e-05 | 5.9147e-05 | 5.3284e-05 | 7.5008e-05 | 7.9144e-05 | 0.0001175 | 0.00012187 | 0.00011899 | 0.00010576 | 0.00012379 | 0.00012129 | 0.00040628 | 909.9929 | 945.1278 | 916.78
NSW | N1 | North West NSW | Wind | 0 | 0 | 0 | 0 | 0 | 0 | 0 | 0 | 0 | 0 | 0 | 0 | 0 | 0 | 0 | 0 | 0 | 0 | 0 | 0 | 0 | 0 | 0 | 0 | 0
NSW | N2 | New England | Wind | 1154.4157 | 1972.1643 | 7194.2169 | 5868.0676 | 6072.4242 | 5768.5465 | 6868.2394 | 6777.0796 | 6562.2911 | 6693.3815 | 6871.9584 | 7062.364 | 5855.228 | 6065.738 | 5857.9431 | 9547.9381 | 9517.5038 | 8039.1 | 8053.7 | 8046.6514 | 13265.6721 | 11183.0792 | 11569.7589 | 11600.6111 | 12100.7039
NSW | N3 | Central-West Orana | Wind | 339.4336 | 2989.4469 | 5701.087 | 7348.5388 | 8789.512 | 8694.1614 | 12264.622 | 11719.3516 | 11244.2594 | 12252.0294 | 11952.3964 | 12828.3071 | 11906.9287 | 11908.018 | 11793.0485 | 16740.5249 | 17069.6424 | 15755.589 | 16942.276 | 16976.3136 | 17649.9882 | 16197.8719 | 16288.425 | 15959.2772 | 16560.6697
NSW | N4 | Broken Hill | Wind | 681.996 | 2489.4936 | 2515.2823 | 2636.4326 | 2651.4657 | 2674.2283 | 2522.1583 | 2517.8062 | 2446.9947 | 2677.8148 | 2642.0639 | 2459.7539 | 2520.6802 | 2524.8307 | 2550.5907 | 2431.6672 | 3805.075 | 3208.3187 | 3467.2357 | 3657.3905 | 3531.528 | 5402.0009 | 5383.5592 | 5473.6938 | 5235.9067
NSW | N5 | South West NSW | Wind | 0 | 0.00051996 | 0.00046333 | 0.00050126 | 63.6014 | 335.3949 | 321.6131 | 2932.9441 | 2832.0188 | 3157.4528 | 5543.6237 | 5089.1621 | 5824.0375 | 5917.956 | 5938.6794 | 5705.7454 | 5964.4925 | 5655.5697 | 6201.9249 | 6391.8225 | 5668.0589 | 6021.3244 | 5833.5168 | 5960.9239 | 5893.8981
NSW | N6 | Wagga Wagga | Wind | 0 | 3.0413e-05 | 3.128e-05 | 3.1101e-05 | 3.0316e-05 | 3.664e-05 | 5.0716e-05 | 5.7807e-05 | 5.3891e-05 | 5.1805e-05 | 5.6197e-05 | 5.682e-05 | 0.0018912 | 662.8071 | 713.5747 | 748.1106 | 782.9814 | 687.3372 | 734.0916 | 785.5728 | 742.0092 | 748.309 | 717.4878 | 766.8124 | 813.0627
NSW | N7 | Tumut | Wind | 0 | 0 | 0 | 0 | 0 | 0 | 0 | 0 | 0 | 0 | 0 | 0 | 0 | 0 | 0 | 0 | 0 | 0 | 0 | 0 | 0 | 0 | 0 | 0 | 0
NSW | N8 | Cooma-Monaro | Wind | 357.1153 | 327.2347 | 320.2324 | 319.1297 | 343.8324 | 350.7623 | 349.4842 | 606.0027 | 603.7399 | 641.0059 | 632.6521 | 569.6974 | 556.7113 | 958.1823 | 660.5327 | 698.8623 | 653.318 | 616.2851 | 628.3263 | 657.4261 | 644.1581 | 760.346 | 781.5449 | 775.6233 | 844.3888
NSW | N9 | Hunter-Central Coast | Wind | 0 | 1.0832e-05 | 594.644 | 653.9443 | 690.9328 | 679.1412 | 664.0261 | 1604.7502 | 1521.6467 | 1691.8715 | 1631.7066 | 2605.919 | 2389.7298 | 2443.1281 | 2554.0389 | 2818.3499 | 2807.6786 | 2612.7734 | 2733.3341 | 2697.6088 | 3536.7467 | 3063.6928 | 3155.8655 | 3177.9197 | 3442.3304
VIC | V1 | North West VIC | Wind | 0 | 696.344 | 671.7286 | 676.0615 | 757.393 | 796.5632 | 3461.3143 | 3410.1776 | 3370.8845 | 3729.9753 | 3810.1077 | 3283.8727 | 3423.4109 | 3296.3408 | 3446.0876 | 4013.4191 | 3957.0935 | 3857.8855 | 4223.1571 | 4300.7929 | 4306.1896 | 5800.6259 | 5575.1443 | 5973.6207 | 5874.7897
VIC | V2 | Central Highlands VIC | Wind | 2585.5303 | 3580.7699 | 5144.5816 | 5532.3619 | 5316.5847 | 5867.0498 | 5248.3452 | 5597.2543 | 5648.2877 | 5911.8758 | 6121.391 | 5989.8226 | 6388.1062 | 6243.0156 | 6963.4397 | 5796.5545 | 6774.0813 | 7060.5597 | 6097.0196 | 6260.3123 | 5918.3967 | 6483.4745 | 6172.8766 | 6579.941 | 5622.6932
VIC | V3 | Wimmera Grampians | Wind | 1562.519 | 1645.8314 | 1628.4682 | 1726.8619 | 1540.5547 | 1661.5075 | 1578.5494 | 1497.0471 | 904.8272 | 950.5475 | 967.5209 | 906.6149 | 1735.8916 | 1674.0027 | 1825.7522 | 1703.0143 | 1621.1873 | 1618.646 | 1462.6735 | 1519.0084 | 1450.5699 | 2859.8243 | 2736.3024 | 2844.6909 | 2774.8035
VIC | V4 | Wimmera Southern Mallee | Wind | 1451.3947 | 1544.2005 | 4135.0655 | 4430.4462 | 4256.9007 | 4375.991 | 4187.9337 | 6524.8966 | 6905.6636 | 7453.2918 | 7616.1843 | 8145.4723 | 8501.6508 | 8165.1176 | 8427.054 | 7810.6463 | 9147.9769 | 9568.0452 | 10290.4022 | 10569.6397 | 10389.7548 | 10380.4206 | 9865.5759 | 9476.4517 | 9077.1771
VIC | V5 | South West VIC | Wind | 5494.6881 | 6109.9406 | 11033.8816 | 12047.4587 | 11754.0676 | 13130.7273 | 11453.9935 | 11765.1258 | 12277.9341 | 13001.9576 | 13454.6944 | 12189.0652 | 12002.7673 | 11636.6989 | 12415.3108 | 10505.6465 | 11082.8457 | 11731.7179 | 12317.1323 | 9823.4345 | 10462.6728 | 12626.4767 | 12233.936 | 13576.8596 | 11760.8002
VIC | V6 | Gippsland Onshore | Wind | 0 | 0 | 0 | 0 | 0 | 0 | 0 | 0 | 0 | 0 | 0 | 0 | 0 | 0 | 0 | 0 | 0 | 0 | 0 | 0 | 0 | 0 | 0 | 0 | 0
VIC | V7 | Central North VIC | Wind | 0 | 8.5631e-05 | 7.457e-05 | 7.6316e-05 | 7.6137e-05 | 7.5187e-05 | 0.00031205 | 0.00030586 | 0.00029282 | 0.00029496 | 0.00030011 | 0.00027577 | 0.00027176 | 0.000258 | 0.00027077 | 956.8149 | 957.6032 | 886.5212 | 997.4278 | 1015.9816 | 1022.0373 | 1372.1623 | 1307.0748 | 1415.9131 | 1406.5606
SA | S1 | South East SA | Wind | 785.2724 | 760.2523 | 711.8791 | 764.3058 | 934.234 | 1054.7525 | 972.4243 | 1337.3798 | 1407.6623 | 1273.9026 | 1302.266 | 1358.602 | 1303.0725 | 1328.023 | 1357.8436 | 1272.6457 | 1318.6106 | 1277.0411 | 1345.1629 | 1399.2734 | 1351.5139 | 1434.2718 | 1388.681 | 1539.0183 | 1459.9989
SA | S2 | Riverland | Wind | 0 | 1.3998e-05 | 1.1917e-05 | 1.2274e-05 | 1.4412e-05 | 1.4252e-05 | 1.6985e-05 | 3.1323e-05 | 2.89e-05 | 3.0265e-05 | 3.1358e-05 | 6.9761e-05 | 8.5187e-05 | 8.2086e-05 | 8.3932e-05 | 7.7343e-05 | 9.5354e-05 | 8.506e-05 | 9.557e-05 | 9.618e-05 | 788.7566 | 947.3104 | 944.0685 | 980.3146 | 949.1439
SA | S3 | Mid-North SA | Wind | 4353.7278 | 5767.0714 | 6035.9713 | 6708.8085 | 8483.3245 | 8966.1489 | 8258.0139 | 8584.8485 | 7917.148 | 8777.0793 | 8295.979 | 7959.6802 | 8223.0572 | 8749.6735 | 9267.8619 | 8645.1692 | 10104.2554 | 8461.2287 | 11061.8368 | 11432.8339 | 10447.1001 | 10770.52 | 10762.0027 | 11533.8586 | 10785.4377
SA | S4 | Yorke Peninsula | Wind | 229.1679 | 248.4052 | 248.0538 | 252.6361 | 247.3913 | 0.0002705 | 286.926 | 307.6927 | 281.7583 | 321.2821 | 334.8216 | 306.846 | 309.4914 | 294.0631 | 318.0199 | 286.1301 | 307.9365 | 278.4075 | 310.6564 | 327.9184 | 328.8824 | 1167.7848 | 1148.8839 | 1272.6024 | 1178.7785
SA | S5 | Northern SA | Wind | 1450.259 | 1446.4372 | 1400.2523 | 1446.573 | 1512.4912 | 1456.6821 | 1441.405 | 1461.7172 | 1421.5477 | 1539.0092 | 1548.6526 | 1415.5719 | 1465.639 | 1525.625 | 1467.7101 | 1450.5972 | 1455.589 | 1426.8397 | 1536.3549 | 785.4724 | 1643.8698 | 2436.7727 | 2486.1734 | 2432.3108 | 2371.2005
SA | S6 | Leigh Creek | Wind | 0 | 0 | 0 | 0 | 0 | 0 | 0 | 0 | 0 | 0 | 0 | 0 | 0 | 0 | 0 | 0 | 0 | 0 | 0 | 0 | 0 | 0 | 0 | 0 | 0
SA | S7 | Roxby Downs | Wind | 0 | 0 | 0 | 0 | 0 | 0 | 0 | 0 | 0 | 0 | 0 | 0 | 0 | 0 | 0 | 0 | 0 | 0 | 0 | 0 | 0 | 0 | 0 | 0 | 0
SA | S8 | Eastern Eyre Peninsula | Wind | 359.3522 | 333.5658 | 399.3133 | 412.4757 | 248.3795 | 278.5303 | 528.0007 | 540.1181 | 498.7717 | 389.5268 | 400.6991 | 532.8426 | 539.7731 | 498.7218 | 553.7437 | 495.256 | 516.1545 | 474.1897 | 533.8739 | 544.852 | 783.8686 | 753.2045 | 699.0998 | 765.5738 | 703.5906
SA | S9 | Western Eyre Peninsula | Wind | 0 | 5.3221e-05 | 4.7734e-05 | 4.8193e-05 | 4.9471e-05 | 7.8658e-05 | 7.4704e-05 | 7.5942e-05 | 7.0645e-05 | 7.1228e-05 | 7.3071e-05 | 7.3941e-05 | 6.9165e-05 | 6.9924e-05 | 7.5423e-05 | 9.5642e-05 | 0.00010246 | 9.2539e-05 | 0.00011202 | 0.00011257 | 0.00011111 | 0.00011417 | 0.00011256 | 0.00011843 | 0.00011142
TAS | T1 | North East Tasmania | Wind | 573.8762 | 587.7587 | 1074.753 | 1314.8478 | 1241.5198 | 1361.238 | 1269.276 | 1262.3699 | 1348.2341 | 1278.2034 | 1322.6365 | 1318.0843 | 1363.9846 | 1289.6618 | 1439.9 | 1392.2107 | 1381.967 | 1471.8714 | 1461.1229 | 1531.4113 | 1502.0278 | 1476.6772 | 1418.6083 | 1560.0155 | 1027.8268
TAS | T2 | North West Tasmania | Wind | 692.6292 | 675.2956 | 663.9664 | 825.4999 | 1529.5958 | 2242.147 | 2418.5569 | 2862.9667 | 3210.3855 | 3821.9088 | 4043.9039 | 4034.4242 | 4261.7187 | 4258.7849 | 5085.2072 | 4650.9542 | 4708.5851 | 4761.3789 | 5151.2067 | 5101.0205 | 5026.6525 | 5040.3188 | 4889.7764 | 5572.4343 | 4801.1376
TAS | T3 | Central Highlands | Wind | 3038.123 | 6288.8568 | 8413.5285 | 9116.8285 | 8820.5419 | 9510.0938 | 8746.4075 | 9186.671 | 9558.8976 | 9585.8716 | 10009.7715 | 9773.7208 | 10235.2789 | 9768.2198 | 10786.9614 | 9561.7801 | 10627.0397 | 11160.317 | 9779.9476 | 10158.3642 | 9728.8098 | 10379.2925 | 9821.522 | 10366.4549 | 9371.6766
Region | REZ | REZ Name | Technology | 2026-27 | 2027-28 | 2028-29 | 2029-30 | 2030-31 | 2031-32 | 2032-33 | 2033-34 | 2034-35 | 2035-36 | 2036-37 | 2037-38 | 2038-39 | 2039-40 | 2040-41 | 2041-42 | 2042-43 | 2043-44 | 2044-45 | 2045-46 | 2046-47 | 2047-48 | 2048-49 | 2049-50 | 2050-51
NSW | O1 | Hunter Coast | Offshore Wind | 0 | 9.6433e-07 | 1.6761e-06 | 1.3487e-06 | 1.6115e-06 | 1.5518e-06 | 2.7428e-06 | 3.2778e-06 | 3.527e-06 | 3.5091e-06 | 1.0238e-05 | 2.021e-05 | 1.5778e-05 | 1.9399e-05 | 1.7672e-05 | 2.0817e-05 | 3.0297e-05 | 2.9109e-05 | 2.9406e-05 | 2.7535e-05 | 5.3666e-05 | 4.6583e-05 | 4.9741e-05 | 4.6204e-05 | 5.0191e-05
NSW | O2 | Illawarra Coast | Offshore Wind | 0 | 8.746e-07 | 1.4682e-06 | 1.2866e-06 | 1.6131e-06 | 1.6922e-06 | 2.8272e-06 | 2.8041e-06 | 3.1543e-06 | 3.1477e-06 | 8.9298e-06 | 1.7958e-05 | 1.5198e-05 | 2.4185e-05 | 2.2932e-05 | 2.3888e-05 | 2.4199e-05 | 2.4013e-05 | 2.3767e-05 | 2.2855e-05 | 5.8302e-05 | 5.5019e-05 | 5.8108e-05 | 5.5933e-05 | 5.9738e-05
VIC | O3 | Gippsland Coast | Offshore Wind | 0 | 4.9863e-06 | 4.2575e-05 | 679.1146 | 2257.7812 | 4068.6162 | 5814.5337 | 8193.377 | 10302.147 | 14116.077 | 14389.683 | 13524.38 | 13717.72 | 13702.224 | 15213.5921 | 13775.721 | 14360.3291 | 13774.4111 | 14472.2881 | 15473.121 | 14400.554 | 13515.296 | 12793.518 | 14006.6681 | 13859.825
TAS | O4 | North West Tasmania Coast | Offshore Wind | 0 | 4.2254e-06 | 5.216e-06 | 2.3566e-05 | 2.2924e-05 | 2.2859e-05 | 2.246e-05 | 2.4042e-05 | 2.4006e-05 | 2.3534e-05 | 3.1099e-05 | 3.2094e-05 | 3.5544e-05 | 4.4552e-05 | 4.8002e-05 | 4.4825e-05 | 4.897e-05 | 4.7391e-05 | 4.8158e-05 | 4.7327e-05 | 4.5644e-05 | 4.7987e-05 | 4.9233e-05 | 5.4159e-05 | 4.9365e-05
VIC | O5 | Southern Ocean | Offshore Wind | 0 | 5.2151e-06 | 1445.8389 | 2420.5254 | 2454.9705 | 2610.9287 | 2412.4016 | 2510.9478 | 2502.82 | 2600.687 | 5377.7205 | 7909.1562 | 11777.0925 | 13036.3045 | 14238.6762 | 12331.0608 | 12608.4056 | 12569.996 | 12866.438 | 14613.1673 | 13419.206 | 12784.0245 | 12054.4277 | 12728.7435 | 12053.3052
SA | O6 | South East SA Coast | Offshore Wind | 0 | 3.5408e-06 | 4.576e-06 | 6.4739e-06 | 8.8257e-06 | 1.419e-05 | 1.3423e-05 | 1.3941e-05 | 1.4371e-05 | 1.3715e-05 | 1.677e-05 | 1.8299e-05 | 1.9309e-05 | 1.8408e-05 | 1.9155e-05 | 1.9293e-05 | 2.6213e-05 | 2.7749e-05 | 2.6862e-05 | 2.6289e-05 | 2.6685e-05 | 4.4711e-05 | 4.2345e-05 | 4.4661e-05 | 4.165e-05

## ML1_REZ Capacity
Installed capacity by REZ (MW) - ML1, Accelerated Transition Scenario
Capacity calculated on 1 July. In early study years some wind and solar projects enter later in the financial year and are therefore reflected in the following financial year's capacity. REZ capacity includes capacity from the existing, committed and anticipated renewables mapped to the relevant REZs. Does not include capacity from renewables not in a REZ.
Non-scheduled generation including Distributed PV is not shown.
Region | REZ | REZ Name | Technology | 2026-27 | 2027-28 | 2028-29 | 2029-30 | 2030-31 | 2031-32 | 2032-33 | 2033-34 | 2034-35 | 2035-36 | 2036-37 | 2037-38 | 2038-39 | 2039-40 | 2040-41 | 2041-42 | 2042-43 | 2043-44 | 2044-45 | 2045-46 | 2046-47 | 2047-48 | 2048-49 | 2049-50 | 2050-51
QLD | Q1 | Far North QLD | Solar | 0 | 0 | 50.7826 | 50.7826 | 50.7826 | 50.7826 | 50.7826 | 50.7826 | 50.7826 | 50.7826 | 50.7826 | 294.2134 | 294.2134 | 294.2134 | 294.2134 | 294.2134 | 294.2134 | 294.2134 | 294.2134 | 294.2134 | 946.9327 | 946.9327 | 946.9327 | 946.9327 | 946.9327
QLD | Q2 | North Qld Clean Energy Hub | Solar | 83 | 83 | 83 | 83 | 83 | 83 | 83 | 83 | 83 | 83 | 83 | 33 | 33 | 33 | 33 | 33 | 33 | 33 | 33 | 33 | 18.0001 | 18.0001 | 0.00011504 | 0.00011505 | 0.00011506
QLD | Q3 | Northern Qld | Solar | 513.997 | 663.997 | 963.997 | 963.997 | 963.997 | 963.997 | 963.997 | 963.997 | 963.997 | 963.997 | 963.997 | 1206.7913 | 1206.7913 | 1206.7913 | 1206.7913 | 1206.7913 | 1238.6353 | 1110.6353 | 1110.6353 | 1110.6353 | 1377.5856 | 1267.1856 | 1267.1856 | 1267.1856 | 1134.5886
QLD | Q4 | Isaac | Solar | 684.9 | 684.9 | 684.9 | 684.9 | 684.9 | 684.9 | 684.9 | 684.9 | 684.9 | 684.9 | 684.9 | 684.9 | 684.9 | 684.9 | 684.9 | 684.9 | 684.9006 | 684.9006 | 642.4006 | 642.4006 | 642.4006 | 642.4006 | 183.5006 | 26.0006 | 0.00064181
QLD | Q5 | Barcaldine | Solar | 14 | 14 | 14 | 14 | 144.2296 | 144.2296 | 144.2296 | 144.2296 | 144.2296 | 386.2003 | 390.4951 | 697.0721 | 697.0721 | 800.1016 | 800.1016 | 800.1016 | 889.9069 | 875.9069 | 891.7071 | 891.7071 | 891.7071 | 891.7071 | 1216.182 | 1216.182 | 1216.182
QLD | Q6 | Fitzroy | Solar | 99 | 99 | 99 | 699 | 699 | 699 | 699 | 1495.9761 | 2227.7305 | 2641.2112 | 2641.2112 | 2851.8357 | 2851.8357 | 2851.8357 | 2851.8357 | 2851.8357 | 2860.6995 | 2860.6995 | 2860.6995 | 2860.6995 | 2860.6995 | 2860.6995 | 2860.6995 | 2860.6995 | 2860.6995
QLD | Q7 | Wide Bay | Solar | 506.43 | 506.43 | 704.83 | 1321.7995 | 1321.7995 | 1321.7995 | 1321.7995 | 1321.7995 | 1321.7995 | 1857.4675 | 1993.3908 | 2057.6938 | 2057.6938 | 2108.0885 | 2108.0887 | 2108.0887 | 2184.3946 | 2184.3946 | 2184.3946 | 2184.3946 | 2184.3946 | 2184.3946 | 2252.383 | 2111.253 | 2111.253
QLD | Q8 | Darling Downs | Solar | 1314.558 | 1804.158 | 4081.5706 | 4752.8663 | 4752.8663 | 4752.8663 | 4752.8663 | 4752.8663 | 4869.687 | 5124.2398 | 6665.681 | 6945.5667 | 6945.5667 | 7187.004 | 7187.004 | 7187.004 | 7187.004 | 7670.196 | 7754.9597 | 7722.8557 | 7790.517 | 7790.517 | 7756.017 | 7700.377 | 7700.377
QLD | Q9 | Banana | Solar | 0 | 0 | 0 | 0 | 0 | 0 | 0 | 0 | 0 | 0 | 0 | 4372.267 | 4445.7207 | 6100 | 6100 | 6100 | 6819.251 | 7305.9497 | 7305.9497 | 7305.9497 | 15412.663 | 17067.158 | 17931.9 | 17931.9 | 17931.9
NSW | N1 | North West NSW | Solar | 166 | 166 | 166 | 166 | 166 | 166 | 166 | 190.8433 | 190.8433 | 190.8433 | 190.8433 | 190.8434 | 239.3861 | 239.3861 | 246.1672 | 246.1672 | 249.5927 | 265.1039 | 265.1039 | 265.1039 | 259.2608 | 274.2899 | 274.2899 | 274.2899 | 274.2899
NSW | N2 | New England | Solar | 555 | 555 | 555 | 6260.9253 | 6260.9253 | 6260.9253 | 6260.9253 | 6260.9253 | 6260.9253 | 6260.9253 | 6260.9253 | 6260.9253 | 6260.9253 | 6260.9253 | 7534.103 | 7534.103 | 9175.893 | 10337.737 | 10337.737 | 10337.737 | 10337.737 | 12040.826 | 12040.826 | 12040.826 | 12040.826
NSW | N3 | Central-West Orana | Solar | 902.095 | 1602.095 | 1602.095 | 1793.5232 | 1793.5232 | 1793.5232 | 1793.5232 | 1867.504 | 3703.1992 | 3703.1992 | 4532.714 | 4822.4803 | 5413.3118 | 6308.944 | 6308.944 | 6308.944 | 6206.919 | 8350.07 | 8350.07 | 8313.99 | 8313.99 | 8313.99 | 8263.99 | 8060.95 | 7991.2
NSW | N4 | Broken Hill | Solar | 53 | 53 | 243.9807 | 243.9807 | 243.9807 | 243.9807 | 243.9807 | 243.9807 | 408.8757 | 408.8757 | 408.8757 | 577.1543 | 577.1544 | 577.1544 | 577.1544 | 577.1544 | 648.9029 | 1208.393 | 1208.393 | 1208.393 | 1208.393 | 1881.3245 | 1881.3245 | 1881.3245 | 1881.3245
NSW | N5 | South West NSW | Solar | 1440.4 | 1550.4 | 1550.4 | 1550.4 | 1550.4 | 1550.4 | 1550.4 | 1550.4 | 1550.4 | 1550.4 | 1550.4 | 2158.457 | 2158.457 | 2158.457 | 2514.8829 | 2514.8829 | 2514.8829 | 2508.2724 | 2508.2724 | 2508.2724 | 2980.1104 | 3180.2976 | 3180.2976 | 2789.1376 | 2540.1576
NSW | N6 | Wagga Wagga | Solar | 663.028 | 663.028 | 1389.1172 | 1389.1172 | 1389.1172 | 1389.1172 | 1389.1172 | 1389.1172 | 1389.1172 | 1389.1172 | 1389.1172 | 2809.028 | 2809.028 | 2809.028 | 2809.028 | 2809.028 | 2809.028 | 2809.028 | 2809.028 | 2809.028 | 3307.7035 | 3307.7035 | 3307.7035 | 3307.7035 | 3114.6755
NSW | N7 | Tumut | Solar | 0 | 0 | 0 | 0 | 0 | 0 | 0 | 0 | 0 | 0 | 0 | 0 | 0 | 0 | 0 | 0 | 0 | 0 | 0 | 0 | 0 | 0 | 0 | 0 | 0
NSW | N8 | Cooma-Monaro | Solar | 0 | 0 | 0 | 0 | 0 | 0 | 0 | 0 | 0 | 0 | 0 | 0 | 0 | 0 | 0 | 0 | 0 | 0 | 0 | 0 | 0 | 0 | 0 | 0 | 0
NSW | N9 | Hunter-Central Coast | Solar | 0 | 0 | 0 | 0 | 0 | 0 | 0 | 0 | 0 | 0 | 0 | 0 | 0 | 0 | 0 | 0 | 0 | 0 | 0 | 0 | 0 | 0 | 0 | 0 | 0
VIC | V1 | North West VIC | Solar | 647.99 | 679.093 | 679.093 | 902.003 | 2259.1509 | 2259.1509 | 2271.6111 | 2336.7373 | 2455.6041 | 2455.6041 | 2455.6041 | 2922.8244 | 2922.8244 | 2922.8244 | 2922.8244 | 2922.8244 | 3000.0703 | 3198.5124 | 3198.5124 | 3167.4094 | 3167.4094 | 3167.4094 | 3183.8347 | 2786.3847 | 2693.8247
VIC | V2 | Central Highlands VIC | Solar | 0 | 125 | 262.57 | 262.57 | 262.57 | 262.57 | 262.57 | 262.57 | 262.57 | 262.57 | 262.57 | 285.404 | 285.404 | 285.404 | 285.404 | 1349.6942 | 1349.6942 | 1619.201 | 1619.201 | 1619.201 | 1619.201 | 1619.201 | 1619.201 | 1619.201 | 1619.201
VIC | V3 | Wimmera Grampians | Solar | 0 | 0 | 0 | 0 | 0 | 0 | 0 | 0 | 0 | 0 | 0 | 0 | 0 | 0 | 0 | 0 | 0 | 0 | 0 | 0 | 0 | 0 | 0 | 0 | 0
VIC | V4 | Wimmera Southern Mallee | Solar | 0 | 0 | 0 | 0 | 0 | 0 | 0 | 0 | 0 | 0 | 0 | 0 | 0 | 0 | 0 | 0 | 0 | 0 | 0 | 0 | 0 | 0 | 0 | 0 | 0
VIC | V5 | South West VIC | Solar | 0 | 557.07 | 557.07 | 557.07 | 557.07 | 557.07 | 557.07 | 557.07 | 557.07 | 557.07 | 557.07 | 557.07 | 557.07 | 557.07 | 557.07 | 557.07 | 557.07 | 557.07 | 557.07 | 557.07 | 557.07 | 557.07 | 557.07 | 557.07 | 557.07
VIC | V6 | Gippsland Onshore | Solar | 0 | 0 | 0 | 0 | 0 | 0 | 0 | 0 | 0 | 0 | 0 | 0 | 0 | 0 | 0 | 0 | 0 | 0 | 0 | 0 | 0 | 0 | 0 | 0 | 0
VIC | V7 | Central North VIC | Solar | 528.48 | 1118.94 | 1118.94 | 1118.94 | 1118.94 | 1118.94 | 1118.94 | 1118.94 | 1118.94 | 1118.94 | 1118.94 | 1458.2144 | 1458.2144 | 1458.2144 | 1458.2144 | 1458.2144 | 1458.2144 | 1840.6402 | 1730.1602 | 1730.1602 | 1743.2072 | 1743.2072 | 1743.2072 | 1743.2072 | 1743.2072
SA | S1 | South East SA | Solar | 155.16 | 155.16 | 155.16 | 155.16 | 155.16 | 155.16 | 155.16 | 155.16 | 155.16 | 155.16 | 155.16 | 155.16 | 155.16 | 155.16 | 155.16 | 124.62 | 124.62 | 124.62 | 124.62 | 124.62 | 124.62 | 124.62 | 124.6201 | 16.6201 | 16.6201
SA | S2 | Riverland | Solar | 25.26 | 25.26 | 25.26 | 25.26 | 25.26 | 19.14 | 19.14 | 19.14 | 250.4661 | 250.4661 | 250.4661 | 2212.871 | 2212.871 | 2212.871 | 2212.871 | 2315.8978 | 2315.8978 | 2609.5626 | 2609.5626 | 2602.1826 | 2635.1023 | 2635.1023 | 2635.1023 | 2635.1023 | 2635.1023
SA | S3 | Mid-North SA | Solar | 0 | 0 | 0 | 0 | 0 | 0 | 37.4906 | 78.1568 | 1300 | 1300 | 1300 | 1300 | 1300 | 1300 | 1300 | 1300 | 1300 | 1648.1301 | 1648.1301 | 1648.1301 | 1835.4917 | 1835.4917 | 1835.4917 | 1835.4917 | 1835.4917
SA | S4 | Yorke Peninsula | Solar | 0 | 0 | 0 | 0 | 0 | 0 | 0 | 0 | 0 | 0 | 0 | 0 | 0 | 0 | 0 | 0 | 0 | 0 | 0 | 0 | 0 | 0 | 0 | 0 | 0
SA | S5 | Northern SA | Solar | 349.2 | 349.2 | 1066.8901 | 1066.8901 | 1066.8901 | 1066.8901 | 1066.8901 | 1066.8901 | 1212.6071 | 1212.6071 | 1212.6071 | 1446.6186 | 1446.6186 | 1446.6186 | 1446.6186 | 1866.2236 | 1866.2236 | 3249.2 | 2979.2 | 2979.2 | 2979.2 | 2900 | 2900 | 2900 | 2900
SA | S6 | Leigh Creek | Solar | 0 | 0 | 0 | 0 | 0 | 0 | 0 | 0 | 0 | 0 | 0 | 0 | 0 | 0 | 0 | 0 | 0 | 0 | 0 | 0 | 0 | 0 | 0 | 0 | 0
SA | S7 | Roxby Downs | Solar | 0 | 0 | 580.9773 | 580.9773 | 580.9773 | 580.9773 | 580.9773 | 583.2889 | 618.0806 | 618.0806 | 618.0806 | 689.5044 | 689.5044 | 689.5044 | 689.5044 | 689.5044 | 689.5044 | 726.2291 | 726.2291 | 726.2291 | 726.2291 | 733.3994 | 736.2268 | 736.2268 | 736.2268
SA | S8 | Eastern Eyre Peninsula | Solar | 0 | 0 | 0 | 0 | 0 | 0 | 0 | 0 | 0 | 0 | 0 | 0 | 0 | 0 | 0 | 0 | 0 | 0 | 0 | 0 | 0 | 0 | 0 | 0 | 0
SA | S9 | Western Eyre Peninsula | Solar | 0 | 0 | 0 | 0 | 0 | 0 | 0 | 0 | 0 | 0 | 0 | 0 | 0 | 0 | 0 | 0 | 0 | 0 | 0 | 0 | 0 | 0 | 0 | 0 | 0
TAS | T1 | North East Tasmania | Solar | 0 | 0 | 0 | 0 | 0 | 0 | 0 | 0 | 0 | 0 | 0 | 0 | 0 | 0 | 0 | 0 | 0 | 0 | 0 | 0 | 0 | 0 | 0 | 0 | 0
TAS | T2 | North West Tasmania | Solar | 0 | 0 | 0 | 0 | 0 | 0 | 0 | 0 | 0 | 0.000293 | 0.00030424 | 0.00030429 | 0.00030431 | 0.00030494 | 0.00030494 | 0.00030498 | 0.00030499 | 0.000305 | 0.00030501 | 0.00030503 | 0.00030506 | 0.00030508 | 0.00030512 | 0.00030514 | 0.00030517
TAS | T3 | Central Highlands | Solar | 0 | 125 | 623.3699 | 623.3699 | 623.3699 | 623.3699 | 623.3699 | 623.3699 | 623.3699 | 623.3699 | 623.3699 | 646.2039 | 646.2039 | 646.2039 | 646.2039 | 1710.4942 | 1710.4942 | 1980.001 | 1980.001 | 1980.001 | 1980.001 | 1980.001 | 1980.001 | 1980.001 | 1980.001
Region | REZ | REZ Name | Technology | 2026-27 | 2027-28 | 2028-29 | 2029-30 | 2030-31 | 2031-32 | 2032-33 | 2033-34 | 2034-35 | 2035-36 | 2036-37 | 2037-38 | 2038-39 | 2039-40 | 2040-41 | 2041-42 | 2042-43 | 2043-44 | 2044-45 | 2045-46 | 2046-47 | 2047-48 | 2048-49 | 2049-50 | 2050-51
QLD | Q1 | Far North QLD | Wind | 330.318 | 900.318 | 1522.0902 | 1522.0902 | 1564.8305 | 1564.8305 | 1564.8305 | 1564.8305 | 1627.6581 | 1627.6581 | 1627.6581 | 1673.1715 | 1673.1715 | 1673.1715 | 1673.1715 | 1673.1715 | 1673.1715 | 1654.3964 | 1654.3964 | 1654.3964 | 1654.3964 | 1654.3964 | 1557.2582 | 1557.2582 | 1557.2582
QLD | Q2 | North Qld Clean Energy Hub | Wind | 43.2 | 43.2 | 759.2249 | 759.2249 | 809.1193 | 1075.3523 | 1261.7718 | 1739.5745 | 1798.7131 | 1798.7131 | 1798.7131 | 1858.2425 | 1858.2425 | 1895.1501 | 1895.1501 | 1895.1501 | 1960.2457 | 1977.8419 | 1977.8419 | 1977.8419 | 1977.8419 | 1977.8419 | 1977.8419 | 1977.8419 | 1977.8419
QLD | Q3 | Northern Qld | Wind | 0 | 0 | 0 | 0 | 0 | 0 | 0 | 0 | 0 | 0 | 0 | 0 | 0 | 0 | 0 | 0 | 0 | 0 | 0 | 0 | 0 | 0 | 0 | 0 | 0
QLD | Q4 | Isaac | Wind | 0 | 0 | 285.2 | 285.2 | 285.2 | 285.2 | 285.2 | 285.2 | 285.2 | 285.2 | 285.2 | 285.2 | 285.2 | 285.2005 | 285.2005 | 285.2005 | 285.2005 | 285.2005 | 285.2005 | 285.2005 | 285.2006 | 491.9741 | 631.9523 | 631.9523 | 631.9523
QLD | Q5 | Barcaldine | Wind | 0 | 890.5978 | 1000 | 1000 | 1000 | 1000 | 1000 | 1050.2937 | 1549.6309 | 1549.6309 | 1549.6309 | 1659.5763 | 1659.5763 | 1659.5763 | 1659.5763 | 1659.5763 | 1735.9564 | 1751.5541 | 1751.5541 | 1751.5541 | 1751.5541 | 1751.5541 | 1751.5541 | 1751.5541 | 1751.5541
QLD | Q6 | Fitzroy | Wind | 0 | 0 | 221.01 | 581.01 | 581.01 | 581.01 | 1121.01 | 1121.01 | 1121.01 | 1121.01 | 1121.01 | 1121.01 | 1176.3438 | 1176.3438 | 1176.3438 | 1506.2787 | 1506.2787 | 1722.1064 | 2156.7811 | 2156.7811 | 2204.6023 | 2330.2486 | 2330.2486 | 2330.2486 | 2330.2486
QLD | Q7 | Wide Bay | Wind | 0 | 0 | 0 | 0 | 0 | 0 | 0 | 0 | 0 | 0 | 0 | 0 | 0 | 0 | 0 | 0 | 0 | 0 | 0 | 0 | 300 | 300 | 300 | 300 | 300
QLD | Q8 | Darling Downs | Wind | 1548.89 | 2948.89 | 2948.89 | 2948.89 | 2948.89 | 2948.89 | 3093.4981 | 5058.0226 | 5058.0226 | 5058.0226 | 5058.0226 | 5556.7994 | 5556.7994 | 5556.7994 | 5556.7994 | 6442.9747 | 7148.89 | 7148.89 | 6696 | 6696 | 6696 | 6696 | 6696 | 6696 | 6696
QLD | Q9 | Banana | Wind | 0 | 0 | 0 | 0 | 0 | 0 | 0 | 0 | 0 | 0 | 0 | 0 | 0 | 0 | 0 | 0 | 0 | 0 | 0 | 0 | 0 | 0.00019244 | 403.5011 | 403.5011 | 403.5011
NSW | N1 | North West NSW | Wind | 0 | 0 | 0 | 0 | 0 | 0 | 0 | 0 | 0 | 0 | 0 | 0 | 0 | 0 | 0 | 0 | 0 | 0 | 0 | 0 | 0 | 0 | 0 | 0 | 0
NSW | N2 | New England | Wind | 442.48 | 652.48 | 2452.4802 | 2452.4802 | 2452.4802 | 2452.4802 | 2452.4802 | 2452.4802 | 2452.4802 | 2452.4802 | 2452.4802 | 2452.4802 | 2280.0002 | 2280.0002 | 2280.0002 | 4024.0223 | 4024.0223 | 3754.0223 | 3754.0223 | 3754.0223 | 5880.455 | 5880.455 | 5880.455 | 5880.455 | 5880.455
NSW | N3 | Central-West Orana | Wind | 113.19 | 1115.19 | 1915.19 | 1915.19 | 2834.19 | 2834.19 | 4012.8157 | 4012.8157 | 4012.8157 | 4012.8157 | 4012.8157 | 4293.0689 | 4293.0689 | 4293.0689 | 4293.0689 | 6184.19 | 6332.0333 | 6332.0333 | 6332.0333 | 6332.0333 | 6332.0333 | 6332.0333 | 6332.0333 | 6218.8433 | 6218.8433
NSW | N4 | Broken Hill | Wind | 198.94 | 803.4902 | 812.9871 | 812.9871 | 812.9871 | 812.9871 | 812.9871 | 812.9871 | 812.9871 | 812.9871 | 812.9871 | 851.0369 | 851.0369 | 851.0369 | 851.0369 | 851.0369 | 1323.2421 | 1223.3673 | 1223.3673 | 1271.1469 | 1300.0007 | 2006.4587 | 2006.4587 | 2006.4587 | 2006.4587
NSW | N5 | South West NSW | Wind | 0 | 0.00016416 | 0.00016417 | 0.00016417 | 0.00016418 | 100.8002 | 100.8002 | 1082.2993 | 1082.2993 | 1082.2993 | 1888.1146 | 2024.0751 | 2248.4912 | 2384.4719 | 2384.4719 | 2384.4719 | 2418.7575 | 2418.7575 | 2427.2685 | 2427.2685 | 2427.2685 | 2548.3987 | 2548.3987 | 2548.3987 | 2548.3987
NSW | N6 | Wagga Wagga | Wind | 0 | 0 | 0 | 0 | 0 | 0 | 0 | 0 | 0 | 0 | 0 | 0 | 0.00084365 | 300 | 300 | 300 | 338.9479 | 338.9479 | 338.9479 | 338.9479 | 338.9479 | 338.9479 | 338.9479 | 338.9479 | 338.9479
NSW | N7 | Tumut | Wind | 0 | 0 | 0 | 0 | 0 | 0 | 0 | 0 | 0 | 0 | 0 | 0 | 0 | 0 | 0 | 0 | 0 | 0 | 0 | 0 | 0 | 0 | 0 | 0 | 0
NSW | N8 | Cooma-Monaro | Wind | 113 | 113 | 113 | 113 | 113 | 113 | 113 | 213 | 213 | 213 | 213 | 213 | 213.0012 | 390.2033 | 300 | 300 | 300 | 300 | 300 | 300 | 300 | 370.4297 | 370.4297 | 370.4297 | 370.4297
NSW | N9 | Hunter-Central Coast | Wind | 0 | 0 | 409.7716 | 409.7716 | 409.7716 | 409.7716 | 409.7719 | 953.0003 | 953.0003 | 953.0003 | 953.0003 | 1492.6966 | 1492.6966 | 1492.6966 | 1492.6966 | 1635.4544 | 1635.4544 | 1635.4544 | 1635.4544 | 1635.4544 | 1993.7628 | 1993.7629 | 1993.7628 | 1993.7628 | 1993.7628
VIC | V1 | North West VIC | Wind | 0 | 273.3045 | 273.3045 | 273.3045 | 273.3045 | 273.3045 | 1239.5654 | 1239.5654 | 1239.5654 | 1239.5654 | 1239.5654 | 1239.5654 | 1239.5654 | 1239.5654 | 1239.5654 | 1508 | 1508 | 1508 | 1508 | 1508 | 1692.5955 | 2253.343 | 2253.343 | 2253.343 | 2253.343
VIC | V2 | Central Highlands VIC | Wind | 699.9 | 1018.9 | 1609.0561 | 1609.0561 | 1609.0561 | 1609.0561 | 1609.0561 | 1668.2455 | 1668.2455 | 1668.2455 | 1668.2455 | 1827.3429 | 1827.3429 | 1875.1363 | 1875.1363 | 1875.1363 | 2106.1875 | 2259.2317 | 2023.3816 | 2023.3816 | 2116.7653 | 2284.5461 | 2284.5461 | 2056.5461 | 2056.5461
VIC | V3 | Wimmera Grampians | Wind | 768.85 | 768.85 | 768.85 | 768.85 | 716.35 | 716.35 | 716.35 | 716.35 | 524.35 | 524.35 | 524.35 | 524.35 | 770.35 | 770.3508 | 770.3508 | 770.3508 | 770.3508 | 770.3508 | 690.4008 | 690.4008 | 724.5381 | 1188.4 | 1188.4 | 984 | 984
VIC | V4 | Wimmera Southern Mallee | Wind | 465.75 | 465.7502 | 1436.9138 | 1436.9138 | 1436.9138 | 1436.9138 | 1436.9138 | 2248.5361 | 2248.5361 | 2248.5361 | 2248.5361 | 2604.75 | 2604.75 | 2604.75 | 2604.75 | 2604.75 | 3060.978 | 3060.978 | 3060.978 | 3060.978 | 3353.5062 | 3353.5062 | 3353.5062 | 3127.8062 | 3127.8062
VIC | V5 | South West VIC | Wind | 2082.66 | 2198.9567 | 4214.66 | 4214.66 | 4214.66 | 4214.66 | 4214.66 | 4214.66 | 4214.66 | 4214.66 | 4214.66 | 4147.46 | 3727.46 | 3727.46 | 3545.76 | 3545.76 | 3647.1819 | 3675.7215 | 3675.7215 | 2812.1615 | 3276.5556 | 3818.2865 | 3818.2865 | 3818.2865 | 3818.2865
VIC | V6 | Gippsland Onshore | Wind | 0 | 0 | 0 | 0 | 0 | 0 | 0 | 0 | 0 | 0 | 0 | 0 | 0 | 0 | 0 | 0 | 0 | 0 | 0 | 0 | 0 | 0 | 0 | 0 | 0
VIC | V7 | Central North VIC | Wind | 0 | 0 | 0 | 0 | 0 | 0 | 0 | 0 | 0 | 0 | 0 | 0 | 0 | 0 | 0 | 350.896 | 350.896 | 350.896 | 350.896 | 350.896 | 407.7736 | 544 | 544 | 544 | 544
SA | S1 | South East SA | Wind | 324.5 | 324.5 | 324.5 | 324.5 | 393.5517 | 393.5517 | 401.05 | 560.0275 | 593.8362 | 467.3362 | 467.3362 | 564.2042 | 483.9044 | 529.6123 | 490.6123 | 502.3492 | 510.2154 | 511.9672 | 511.9672 | 511.9672 | 519.1383 | 556.5964 | 559.7301 | 559.7301 | 559.7301
SA | S2 | Riverland | Wind | 0 | 0 | 0 | 0 | 0 | 0 | 0 | 0 | 0 | 0 | 0 | 0 | 0 | 0 | 0 | 0 | 0 | 0 | 0 | 0 | 331.1947 | 400.0003 | 400.0003 | 400.0003 | 400.0003
SA | S3 | Mid-North SA | Wind | 1343.06 | 1875.2553 | 1875.2553 | 2175.2553 | 2736.3514 | 2736.3514 | 2736.3514 | 2744.36 | 2744.36 | 2672.96 | 2488.16 | 2705.6132 | 2762.964 | 3075.6893 | 3075.6893 | 3139.758 | 3532.8863 | 3319.0263 | 3878.0658 | 3878.0658 | 3878.0658 | 4115.369 | 4115.369 | 4115.369 | 4115.369
SA | S4 | Yorke Peninsula | Wind | 90.75 | 90.75 | 90.75 | 90.75 | 90.75 | 0 | 105.4607 | 105.4607 | 105.4607 | 105.4607 | 105.4607 | 107.8611 | 107.8611 | 107.8611 | 107.8611 | 107.8611 | 107.8611 | 107.8611 | 107.8611 | 107.8611 | 115.6176 | 416.742 | 426.6605 | 426.6605 | 426.6605
SA | S5 | Northern SA | Wind | 422.4 | 422.4 | 422.4 | 422.4 | 422.4 | 422.4 | 422.4 | 422.4 | 422.4 | 422.4 | 422.4 | 422.4 | 422.4 | 422.4 | 422.4 | 422.4 | 422.4 | 422.4 | 422.4 | 210 | 561.7327 | 864.6928 | 864.6928 | 864.6928 | 864.6928
SA | S6 | Leigh Creek | Wind | 0 | 0 | 0 | 0 | 0 | 0 | 0 | 0 | 0 | 0 | 0 | 0 | 0 | 0 | 0 | 0 | 0 | 0 | 0 | 0 | 0 | 0 | 0 | 0 | 0
SA | S7 | Roxby Downs | Wind | 0 | 0 | 0 | 0 | 0 | 0 | 0 | 0 | 0 | 0 | 0 | 0 | 0 | 0 | 0 | 0 | 0 | 0 | 0 | 0 | 0 | 0 | 0 | 0 | 0
SA | S8 | Eastern Eyre Peninsula | Wind | 136 | 136 | 161.9175 | 161.9175 | 95.9175 | 95.9175 | 205.8865 | 205.8865 | 205.8865 | 135.8865 | 135.8865 | 201.9847 | 201.9847 | 201.9848 | 201.9848 | 201.9848 | 201.9848 | 201.9848 | 201.9848 | 201.9848 | 302.0899 | 302.0899 | 302.0899 | 302.0899 | 302.0899
SA | S9 | Western Eyre Peninsula | Wind | 0 | 0 | 0 | 0 | 0 | 0 | 0 | 0 | 0 | 0 | 0 | 0 | 0 | 0 | 0 | 0 | 0 | 0 | 0 | 0 | 0 | 0 | 0 | 0 | 0
TAS | T1 | North East Tasmania | Wind | 168 | 168 | 329.4518 | 421.0526 | 421.0526 | 421.0526 | 421.0526 | 421.0526 | 421.0526 | 421.0526 | 422.2312 | 440.7827 | 477.4406 | 477.4406 | 477.4406 | 477.4406 | 477.4406 | 477.4406 | 477.4406 | 477.4406 | 477.4406 | 477.4406 | 477.4406 | 477.4406 | 309.4406
TAS | T2 | North West Tasmania | Wind | 251.35 | 251.35 | 251.35 | 348.4776 | 468.163 | 587.8484 | 707.5338 | 827.2193 | 916.3054 | 1035.9907 | 1138.4062 | 1205.5394 | 1294.3766 | 1414.062 | 1414.062 | 1414.062 | 1414.062 | 1414.062 | 1414.062 | 1414.062 | 1414.062 | 1414.062 | 1414.062 | 1414.062 | 1274.312
TAS | T3 | Central Highlands | Wind | 843.9 | 1749.9907 | 2500.402 | 2623.0365 | 2623.0365 | 2623.0365 | 2623.0365 | 2682.2259 | 2712.2455 | 2712.2455 | 2729.9935 | 2929.3675 | 2929.3675 | 2977.1609 | 2977.1609 | 2977.1609 | 3208.2121 | 3361.2563 | 2981.4062 | 2981.4062 | 3074.7899 | 3242.5707 | 3242.5707 | 3014.5707 | 3014.5707
Region | REZ | REZ Name | Technology | 2026-27 | 2027-28 | 2028-29 | 2029-30 | 2030-31 | 2031-32 | 2032-33 | 2033-34 | 2034-35 | 2035-36 | 2036-37 | 2037-38 | 2038-39 | 2039-40 | 2040-41 | 2041-42 | 2042-43 | 2043-44 | 2044-45 | 2045-46 | 2046-47 | 2047-48 | 2048-49 | 2049-50 | 2050-51
NSW | O1 | Hunter Coast | Offshore Wind | 0 | 0 | 0 | 0 | 0 | 0 | 0 | 0 | 0 | 0 | 0 | 0 | 0 | 0 | 0 | 0 | 0 | 0 | 0 | 0 | 0 | 0 | 0 | 0 | 0
NSW | O2 | Illawarra Coast | Offshore Wind | 0 | 0 | 0 | 0 | 0 | 0 | 0 | 0 | 0 | 0 | 0 | 0 | 0 | 0 | 0 | 0 | 0 | 0 | 0 | 0 | 0 | 0 | 0 | 0 | 0
VIC | O3 | Gippsland Coast | Offshore Wind | 0 | 0 | 0 | 220 | 720 | 1220 | 1887 | 2553 | 3220 | 4220 | 4281.031 | 4281.031 | 4281.031 | 4502.337 | 4502.337 | 4502.337 | 4502.337 | 4502.337 | 4502.337 | 4502.337 | 4502.337 | 4502.337 | 4502.337 | 4502.337 | 4502.337
TAS | O4 | North West Tasmania Coast | Offshore Wind | 0 | 0 | 0 | 0 | 0 | 0 | 0 | 0 | 0 | 0 | 0 | 0 | 0 | 0 | 0 | 0 | 0 | 0 | 0 | 0 | 0 | 0 | 0 | 0 | 0
VIC | O5 | Southern Ocean | Offshore Wind | 0 | 0 | 500 | 780 | 780 | 780 | 780 | 780 | 780 | 780 | 1718.9694 | 2718.9694 | 3718.9695 | 4497.663 | 4497.663 | 4497.663 | 4497.663 | 4497.663 | 4497.663 | 4497.663 | 4497.663 | 4497.663 | 4497.663 | 4497.663 | 4497.663
SA | O6 | South East SA Coast | Offshore Wind | 0 | 0 | 0 | 0 | 0 | 0 | 0 | 0 | 0 | 0 | 0 | 0 | 0 | 0 | 0 | 0 | 0 | 0 | 0 | 0 | 0 | 0 | 0 | 0 | 0

## ML1_VOM Cost
VOM cost by technology ($000s) - ML1, Accelerated Transition Scenario
VOM | Real June 2025 dollars discounted to 1 July 2025
Explicitly modelled generation
Region | Technology | 2026-27 | 2027-28 | 2028-29 | 2029-30 | 2030-31 | 2031-32 | 2032-33 | 2033-34 | 2034-35 | 2035-36 | 2036-37 | 2037-38 | 2038-39 | 2039-40 | 2040-41 | 2041-42 | 2042-43 | 2043-44 | 2044-45 | 2045-46 | 2046-47 | 2047-48 | 2048-49 | 2049-50 | 2050-51
NEM | Black Coal | 416265.534 | 288940.8344 | 94493.2128 | 17341.008 | 15558.7927 | 14200.4475 | 12098.6815 | 11760.9783 | 11266.7603 | 8086.9132 | 8291.2031 | 0.0001238 | 0.0001187 | 0.00011015 | 6.9115e-05 | 7.0701e-05 | 6.1519e-05 | 4.8729e-05 | 4.0337e-05 | 2.9942e-05 | 2.4641e-05 | 2.2726e-05 | 2.0154e-05 | 1.9509e-05 | 2.4133e-05
NEM | Brown Coal | 148729.81 | 121846.68 | 16908.9842 | 13862.0831 | 9.918e-05 | 9.2623e-05 | 7.9945e-05 | 6.847e-05 | 5.8917e-05 | 1.9085e-05 | 1.7114e-05 | 1.5649e-05 | 1.4526e-05 | 1.3882e-05 | 1.3169e-05 | 1.1876e-05 | 1.1325e-05 | 1.0583e-05 | 9.508e-06 | 9.0006e-06 | 8.3624e-06 | 0 | 0 | 0 | 0
NEM | CCGT | 146139.01 | 111985.558 | 117219.2422 | 94815.5956 | 81214.5923 | 64869.0808 | 66733.3946 | 61335.9392 | 53671.0599 | 43395.0225 | 36189.6913 | 30545.5359 | 27572.7649 | 24010.1468 | 21821.9408 | 18368.485 | 17458.4004 | 13908.5633 | 11591.9257 | 8152.8619 | 6992.9766 | 5554.7915 | 5822.4287 | 5126.1466 | 3468.5582
NEM | Gas - Steam | 13732.007 | 6197.613 | 8832.4812 | 4486.6837 | 4436.2924 | 2849.4923 | 2671.0852 | 1346.0433 | 2504.4764 | 1101.1195 | 1051.5975 | 1195.669 | 709.4631 | 655.1906 | 603.7258 | 582.3723 | 589.5504 | 525.0474 | 448.6332 | 399.4367 | 377.3643 | 373.4238 | 323.5464 | 301.9645 | 0
NEM | OCGT / Diesel | 138840.891 | 80675.4698 | 124683.5192 | 95001.8392 | 86355.9099 | 73304.769 | 66351.9241 | 44548.5079 | 67724.8608 | 36527.4723 | 38377.3959 | 46672.1877 | 44953.8536 | 46815.136 | 39716.0101 | 31508.8243 | 15740.4707 | 35212.0558 | 18040.2523 | 23949.9154 | 21714.3712 | 13020.9518 | 19609.1715 | 12286.334 | 20487.8608
NEM | Hydro | 142553.3771 | 112453.7074 | 122793.8416 | 106364.1535 | 99686.3605 | 85811.9837 | 76810.56 | 77260.6216 | 79297.0924 | 61743.3046 | 54031.5849 | 65332.4484 | 49443.4791 | 44330.0677 | 39407.1815 | 35754.887 | 38935.5546 | 36805.5402 | 31460.0537 | 25627.4469 | 31099.5495 | 27771.2417 | 22345.7553 | 20385.8156 | 19616.691
NEM | Hydrogen Electrolyser | 24.465 | 22.448 | 20.5909 | 113.7681 | 388.4456 | 481.6672 | 800.3444 | 1150.7665 | 1588.5915 | 1691.0048 | 1809.4559 | 1872.2611 | 1913.9964 | 1932.5665 | 2118.0409 | 2065.4384 | 2069.6602 | 2047.5228 | 2021.5159 | 1998.8548 | 1979.5686 | 1984.787 | 1980.3033 | 1960.4627 | 1923.0953
NEM | Wind | 0 | 1437.5117 | 3357.1326 | 3415.49 | 3465.2628 | 3568.001 | 3997.839 | 4636.6253 | 4654.719 | 4751.0693 | 4763.9793 | 4505.2937 | 4447.0801 | 4267.2893 | 4205.3047 | 4148.715 | 4161.2028 | 3891.4766 | 3866.465 | 3774.993 | 3581.4965 | 3480.6799 | 3238.6572 | 3171.1358 | 2918.4107
NEM | Solar PV | 0 | 7.2643e-06 | 623.9031 | 1565.6348 | 1633.4708 | 1495.2099 | 1562.1841 | 1557.3508 | 1909.5358 | 2062.3957 | 2160.81 | 2801.8408 | 2613.9149 | 2451.618 | 2501.2426 | 2465.8117 | 2521.2576 | 2637.0088 | 2534.5607 | 2476.8976 | 2662.572 | 2459.6053 | 2249.2672 | 2158.2473 | 2199.7828
NEM | Grid Battery | 0 | 57.249 | 1451.7465 | 2244.975 | 2192.4967 | 1891.4994 | 1949.2958 | 1635.0555 | 1625.6637 | 1535.2229 | 1506.5652 | 1753.128 | 1475.852 | 1209.1923 | 1091.7919 | 939.2221 | 978.4173 | 824.0612 | 635.9984 | 653.7881 | 846.175 | 623.7655 | 440.128 | 364.6086 | 405.6071
NEM | PHES | 7412.9383 | 8091.9099 | 4759.4887 | 3683.1487 | 3941.9167 | 2607.0536 | 3000.3374 | 2792.0529 | 2420.4748 | 1423.728 | 1624.5107 | 2335.1678 | 1478.5852 | 1171.7599 | 871.4583 | 960.9857 | 1051.5245 | 954.4565 | 769.7023 | 567.5831 | 396.9541 | 534.7003 | 367.4371 | 341.4793 | 533.2807
NEM | VPP | 0 | 0 | 0 | 0 | 0 | 0 | 0 | 0 | 0 | 0 | 0 | 0 | 0 | 0 | 0 | 0 | 0 | 0 | 0 | 0 | 0 | 0 | 0 | 0 | 0
Total |  | 1013698.0324 | 731708.9812 | 495144.1432 | 342894.3796 | 298873.5405 | 251079.2045 | 235975.6462 | 208023.9415 | 226663.2346 | 162317.2529 | 149806.7939 | 157013.5325 | 134608.9894 | 126842.9672 | 112336.6964 | 96794.7413 | 83506.0387 | 96805.7326 | 71369.1072 | 67601.7777 | 69651.0279 | 55803.9467 | 56376.6949 | 46096.1944 | 51553.2866
Region | Technology | 2026-27 | 2027-28 | 2028-29 | 2029-30 | 2030-31 | 2031-32 | 2032-33 | 2033-34 | 2034-35 | 2035-36 | 2036-37 | 2037-38 | 2038-39 | 2039-40 | 2040-41 | 2041-42 | 2042-43 | 2043-44 | 2044-45 | 2045-46 | 2046-47 | 2047-48 | 2048-49 | 2049-50 | 2050-51
NSW1 | Black Coal | 207132.877 | 124791.6949 | 44283.0524 | 0.00025205 | 0.00021687 | 0.00018317 | 0.00016773 | 3.4874e-05 | 3.261e-05 | 2.9023e-05 | 2.2011e-05 | 2.3947e-05 | 2.1291e-05 | 1.9239e-05 | 0 | 0 | 0 | 0 | 0 | 0 | 0 | 0 | 0 | 0 | 0
NSW1 | Brown Coal | 0 | 0 | 0 | 0 | 0 | 0 | 0 | 0 | 0 | 0 | 0 | 0 | 0 | 0 | 0 | 0 | 0 | 0 | 0 | 0 | 0 | 0 | 0 | 0 | 0
NSW1 | CCGT | 45397.752 | 36411.518 | 35927.4621 | 32329.4171 | 24681.563 | 19288.544 | 22360.112 | 21834.314 | 16109.179 | 16467.909 | 14474.2325 | 14130.7145 | 12277.7115 | 11387.4275 | 10942.3665 | 9608.5407 | 8943.2482 | 5515.19 | 5173.201 | 4611.71 | 4563.509 | 3397.8652 | 3701.3768 | 3349.8302 | 3468.558
NSW1 | Gas - Steam | 0 | 0 | 0 | 0 | 0 | 0 | 0 | 0 | 0 | 0 | 0 | 0 | 0 | 0 | 0 | 0 | 0 | 0 | 0 | 0 | 0 | 0 | 0 | 0 | 0
NSW1 | OCGT / Diesel | 56337.1758 | 45497.6061 | 58666.903 | 42627.3307 | 36549.5075 | 36882.8306 | 28666.986 | 21013.4635 | 28147.9483 | 19205.6975 | 18501.2149 | 22353.9957 | 24024.788 | 22273.5935 | 20826.3311 | 14050.6171 | 8954.1421 | 18688.3384 | 9321.4554 | 11626.9244 | 10231.4912 | 7817.378 | 9216.7853 | 7945.2822 | 10540.3443
NSW1 | Hydro | 26461.1129 | 21734.9224 | 28395.4164 | 19861.8234 | 17969.0525 | 14527.7808 | 12620.7235 | 14676.2455 | 14587.3144 | 11222.0066 | 8293.6628 | 14147.5204 | 9759.1029 | 7589.1423 | 6560.1712 | 5737.6899 | 7096.2149 | 6952.6971 | 5905.8124 | 4023.2357 | 6667.562 | 4861.4101 | 3894.6175 | 3519.6426 | 2978.3958
NSW1 | Hydrogen Electrolyser | 0.32152 | 0.29499 | 0.2706 | 19.6831 | 33.8796 | 67.3018 | 279.2964 | 402.3134 | 513.449 | 560.1378 | 600.7176 | 634.8242 | 662.225 | 680.8419 | 846.2885 | 814.3491 | 802.9909 | 775.1177 | 745.2675 | 716.336 | 689.9841 | 684.695 | 674.9946 | 660.6094 | 640.6253
NSW1 | Wind | 0 | 219.9455 | 866.609 | 740.3162 | 693.7605 | 635.1899 | 869.9146 | 1005.7311 | 902.5243 | 901.6378 | 943.0765 | 943.0351 | 858.6687 | 843.282 | 792.7147 | 1033.595 | 1027.0394 | 890.5251 | 876.3369 | 832.2055 | 922.885 | 834.5246 | 782.4978 | 740.1636 | 716.4611
NSW1 | Solar PV | 0 | 1.758e-06 | 121.5014 | 746.0647 | 701.8635 | 632.0622 | 731.6296 | 713.0213 | 849.238 | 878.1701 | 872.3533 | 1001.0075 | 965.2768 | 943.9783 | 1028.0085 | 977.84 | 988.3219 | 1077.7231 | 1063.3587 | 1045.4414 | 942.7432 | 875.7846 | 808.4708 | 738.2134 | 806.8161
NSW1 | Grid Battery | 0 | 37.4919 | 273.8811 | 456.6258 | 487.0413 | 400.6055 | 484.1239 | 406.0729 | 376.8362 | 381.8893 | 356.885 | 291.6685 | 242.7621 | 174.8375 | 177.9134 | 143.2839 | 146.947 | 124.464 | 98.3688 | 108.1655 | 86.0772 | 58.8955 | 30.6368 | 11.4081 | 7.5269
NSW1 | PHES | 2831.2628 | 2939.8599 | 1894.0517 | 1338.1262 | 1494.2759 | 900.4266 | 943.5658 | 1051.379 | 899.1642 | 453.1215 | 527.6499 | 803.204 | 422.9068 | 350.8063 | 245.8571 | 260.5249 | 384.0596 | 314.2045 | 259.6167 | 179.1141 | 104.4478 | 149.6025 | 108.9298 | 79.4974 | 139.2249
NSW1 | VPP | 0 | 0 | 0 | 0 | 0 | 0 | 0 | 0 | 0 | 0 | 0 | 0 | 0 | 0 | 0 | 0 | 0 | 0 | 0 | 0 | 0 | 0 | 0 | 0 | 0
Total |  | 338160.502 | 231633.3337 | 170429.1478 | 98119.3874 | 82610.944 | 73334.7416 | 66956.3519 | 61102.5408 | 62385.6535 | 50070.5697 | 44569.7925 | 54305.97 | 49213.4417 | 44243.9093 | 41419.6508 | 32626.4407 | 28342.964 | 34338.26 | 23443.4175 | 23143.1326 | 24208.6995 | 18680.1555 | 19218.3093 | 17044.6468 | 19297.9524
Region | Technology | 2026-27 | 2027-28 | 2028-29 | 2029-30 | 2030-31 | 2031-32 | 2032-33 | 2033-34 | 2034-35 | 2035-36 | 2036-37 | 2037-38 | 2038-39 | 2039-40 | 2040-41 | 2041-42 | 2042-43 | 2043-44 | 2044-45 | 2045-46 | 2046-47 | 2047-48 | 2048-49 | 2049-50 | 2050-51
QLD1 | Black Coal | 209132.657 | 164149.1395 | 50210.1605 | 17341.0078 | 15558.7925 | 14200.4473 | 12098.6813 | 11760.9783 | 11266.7602 | 8086.9132 | 8291.2031 | 9.9852e-05 | 9.7405e-05 | 9.0911e-05 | 6.9115e-05 | 7.0701e-05 | 6.1519e-05 | 4.8729e-05 | 4.0337e-05 | 2.9942e-05 | 2.4641e-05 | 2.2726e-05 | 2.0154e-05 | 1.9509e-05 | 2.4133e-05
QLD1 | Brown Coal | 0 | 0 | 0 | 0 | 0 | 0 | 0 | 0 | 0 | 0 | 0 | 0 | 0 | 0 | 0 | 0 | 0 | 0 | 0 | 0 | 0 | 0 | 0 | 0 | 0
QLD1 | CCGT | 78812.9695 | 53394.5504 | 63005.4141 | 48035.9225 | 41464.9592 | 33921.4116 | 33071.0434 | 28360.8181 | 27135.6238 | 20264.8624 | 15449.5057 | 16414.8213 | 15295.0533 | 12622.7192 | 10879.5742 | 8759.9442 | 8515.1522 | 8393.3733 | 6418.7246 | 3541.1519 | 2429.4675 | 2156.9262 | 2121.0518 | 1776.3164 | 3.6858e-05
QLD1 | Gas - Steam | 2180.182 | 1720.226 | 1888.1272 | 1789.3669 | 1597.9646 | 1355.9028 | 1257.0322 | 1194.4935 | 1104.9546 | 845.243 | 868.5225 | 855.496 | 709.4631 | 655.1906 | 603.7258 | 582.3723 | 589.5504 | 525.0474 | 448.6332 | 399.4367 | 377.3643 | 373.4238 | 323.5464 | 301.9645 | 0
QLD1 | OCGT / Diesel | 39870.5168 | 4941.0404 | 18572.2983 | 20836.9656 | 18030.4531 | 14851.1195 | 8862.2504 | 6161.8372 | 11317.5798 | 4843.0851 | 7882.2951 | 7024.1065 | 7453.9057 | 8199.028 | 5981.8255 | 3830.8863 | 2082.4389 | 4204.1086 | 2439.1192 | 5584.6545 | 1903.0518 | 1555.7852 | 2432.8997 | 279.2046 | 969.0597
QLD1 | Hydro | 5610.2391 | 5088.9507 | 4937.7411 | 4426.8852 | 4198.6337 | 3741.574 | 3478.9129 | 3382.9711 | 3091.5594 | 2569.8013 | 2472.4985 | 687.2598 | 466.0882 | 363.5592 | 502.6841 | 309.6758 | 3.1541e-07 | 2.3017e-07 | 1.9612e-07 | 1.7331e-07 | 1.5756e-07 | 1.3996e-07 | 1.7065 | 1.4045e-07 | 2.8121e-07
QLD1 | Hydrogen Electrolyser | 16.556 | 15.191 | 13.9343 | 12.7843 | 15.1629 | 21.5119 | 33.1797 | 132.4316 | 220.2698 | 248.3182 | 272.127 | 291.1001 | 306.3657 | 319.2247 | 329.5115 | 338.5355 | 352.4456 | 365.3328 | 378.4645 | 393.4387 | 409.344 | 426.346 | 440.53 | 448.1786 | 448.4639
QLD1 | Wind | 0 | 738.7672 | 1052.7617 | 1054.6814 | 996.4369 | 1004.6575 | 1127.7036 | 1357.9968 | 1458.1148 | 1388.8076 | 1308.3089 | 1138.7193 | 1044.6152 | 980.9612 | 906.2006 | 966.3327 | 951.9796 | 942.4028 | 899.0945 | 870.1897 | 736.5157 | 679.5147 | 685.6454 | 635.56 | 622.5601
QLD1 | Solar PV | 0 | 1.2837e-06 | 332.9224 | 641.0791 | 573.9544 | 531.142 | 498.272 | 519.0198 | 596.9983 | 734.4496 | 844.5407 | 1232.0763 | 1111.5293 | 1022.6301 | 1006.1127 | 905.41 | 966.4139 | 934.3239 | 858.5258 | 821.1304 | 1171.2829 | 1085.1949 | 970.7352 | 961.0547 | 951.611
QLD1 | Grid Battery | 0 | 19.757 | 820.2495 | 1313.5446 | 1196.0562 | 1076.9145 | 1050.0766 | 884.295 | 837.8202 | 794.9141 | 783.1499 | 1008.645 | 871.5991 | 750.843 | 673.9508 | 571.1777 | 595.5414 | 494.0285 | 386.8413 | 372.8021 | 613.3642 | 471.8873 | 357.5244 | 320.0943 | 359.5795
QLD1 | PHES | 4581.6755 | 5152.05 | 2865.437 | 2345.0225 | 2447.6408 | 1706.627 | 2056.7716 | 1740.6739 | 1521.3106 | 970.6065 | 1096.8608 | 1531.9638 | 1055.6784 | 820.9535 | 625.6012 | 700.4607 | 667.4649 | 640.2519 | 510.0855 | 388.469 | 292.5064 | 385.0978 | 258.5074 | 261.9819 | 394.0558
QLD1 | VPP | 0 | 0 | 0 | 0 | 0 | 0 | 0 | 0 | 0 | 0 | 0 | 0 | 0 | 0 | 0 | 0 | 0 | 0 | 0 | 0 | 0 | 0 | 0 | 0 | 0
Total |  | 340204.796 | 235219.6723 | 143699.0459 | 97797.2597 | 86080.0543 | 72411.3081 | 63533.9238 | 55495.5154 | 58550.9916 | 40747.0011 | 39269.0122 | 30184.1882 | 28314.298 | 25735.1097 | 21509.1865 | 16964.7953 | 14720.987 | 16498.8693 | 12339.4886 | 12371.273 | 7932.8967 | 7134.176 | 7592.1467 | 4984.3551 | 3745.3302
Region | Technology | 2026-27 | 2027-28 | 2028-29 | 2029-30 | 2030-31 | 2031-32 | 2032-33 | 2033-34 | 2034-35 | 2035-36 | 2036-37 | 2037-38 | 2038-39 | 2039-40 | 2040-41 | 2041-42 | 2042-43 | 2043-44 | 2044-45 | 2045-46 | 2046-47 | 2047-48 | 2048-49 | 2049-50 | 2050-51
VIC1 | Black Coal | 0 | 0 | 0 | 0 | 0 | 0 | 0 | 0 | 0 | 0 | 0 | 0 | 0 | 0 | 0 | 0 | 0 | 0 | 0 | 0 | 0 | 0 | 0 | 0 | 0
VIC1 | Brown Coal | 148729.81 | 121846.68 | 16908.9842 | 13862.0831 | 9.918e-05 | 9.2623e-05 | 7.9945e-05 | 6.847e-05 | 5.8917e-05 | 1.9085e-05 | 1.7114e-05 | 1.5649e-05 | 1.4526e-05 | 1.3882e-05 | 1.3169e-05 | 1.1876e-05 | 1.1325e-05 | 1.0583e-05 | 9.508e-06 | 9.0006e-06 | 8.3624e-06 | 0 | 0 | 0 | 0
VIC1 | CCGT | 0 | 0 | 0 | 0 | 0 | 0 | 0 | 0 | 0 | 0 | 0 | 0 | 0 | 0 | 0 | 0 | 0 | 0 | 0 | 0 | 0 | 0 | 0 | 0 | 0
VIC1 | Gas - Steam | 11551.825 | 4477.387 | 6944.354 | 2697.3168 | 2838.3278 | 1493.5895 | 1414.053 | 151.5498 | 1399.5218 | 255.8765 | 183.075 | 340.173 | 8.8955e-06 | 0 | 0 | 0 | 0 | 0 | 0 | 0 | 0 | 0 | 0 | 0 | 0
VIC1 | OCGT / Diesel | 28770.0068 | 19204.7247 | 34334.1814 | 22275.3406 | 21849.1759 | 12613.3728 | 21453.9279 | 11869.8831 | 21569.1517 | 9379.8426 | 9406.9447 | 13965.74 | 9793.869 | 13147.7608 | 10438.0222 | 11094.6199 | 3501.7316 | 9997.351 | 5666.9866 | 6057.715 | 8944.0206 | 3317.9903 | 7146.2833 | 3638.5249 | 7520.552
VIC1 | Hydro | 26838.0853 | 20952.9083 | 29306.511 | 22943.647 | 18393.559 | 17186.9567 | 14579.5018 | 16922.1609 | 16062.7687 | 14274.052 | 11187.771 | 15844.8004 | 12364.6919 | 9984.5992 | 9282.061 | 7912.6671 | 9094.4481 | 8722.5288 | 7748.7724 | 6080.4692 | 8588.2582 | 6707.4449 | 5443.5187 | 5050.111 | 4277.5131
VIC1 | Hydrogen Electrolyser | 6.8727 | 6.3062 | 5.7845 | 5.3074 | 25.7216 | 84.602 | 178.8841 | 306.8222 | 452.266 | 507.1352 | 585.7641 | 615.6689 | 633.9004 | 640.2193 | 634.5849 | 620.8287 | 611.8349 | 598.4767 | 583.0326 | 567.8077 | 552.3151 | 536.7385 | 522.0191 | 508.6893 | 495.932
VIC1 | Wind | 0 | 160.9364 | 1050.8903 | 1191.3083 | 1209.487 | 1338.4813 | 1425.8788 | 1646.3758 | 1697.2793 | 1853.4353 | 1916.3242 | 1851.2721 | 1972.9761 | 1865.8792 | 1910.2138 | 1622.3128 | 1637.4464 | 1569.5169 | 1555.9452 | 1555.8049 | 1413.1446 | 1442.109 | 1290.8894 | 1312.6652 | 1147.9236
VIC1 | Solar PV | 0 | 1.1567e-06 | 15.4394 | 27.3826 | 197.7488 | 182.4362 | 187.3467 | 187.9336 | 194.8314 | 192.2945 | 185.7692 | 201.8121 | 198.8833 | 184.3456 | 168.6902 | 296.2765 | 284.7974 | 293.5519 | 295.4675 | 274.7801 | 240.5425 | 222.8618 | 209.9553 | 199.7543 | 197.8711
VIC1 | Grid Battery | 0 | 2.8465e-05 | 137.2456 | 263.2562 | 303.0748 | 241.9198 | 241.1715 | 202.855 | 258.404 | 221.6336 | 223.4702 | 186.1722 | 138.3354 | 107.7211 | 93.9495 | 90.9843 | 101.3597 | 79.1874 | 60.6086 | 62.5518 | 56.0619 | 37.5086 | 23.1557 | 8.7266 | 10.9071
VIC1 | PHES | 0 | 0 | 0 | 0 | 0 | 0 | 0 | 0 | 0 | 0 | 0 | 0 | 0 | 0 | 0 | 0 | 0 | 0 | 0 | 0 | 0 | 0 | 0 | 0 | 0
VIC1 | VPP | 0 | 0 | 0 | 0 | 0 | 0 | 0 | 0 | 0 | 0 | 0 | 0 | 0 | 0 | 0 | 0 | 0 | 0 | 0 | 0 | 0 | 0 | 0 | 0 | 0
Total |  | 215896.5999 | 166648.9428 | 88703.3904 | 63265.642 | 44817.095 | 33141.3584 | 39480.7639 | 31287.5804 | 41634.2229 | 26684.2698 | 23689.1184 | 33005.6387 | 25102.6562 | 25930.5251 | 22527.5216 | 21637.6893 | 15231.6182 | 21260.6128 | 15910.8129 | 14599.1287 | 19794.343 | 12264.6532 | 14635.8214 | 10718.4712 | 13650.6988
Region | Technology | 2026-27 | 2027-28 | 2028-29 | 2029-30 | 2030-31 | 2031-32 | 2032-33 | 2033-34 | 2034-35 | 2035-36 | 2036-37 | 2037-38 | 2038-39 | 2039-40 | 2040-41 | 2041-42 | 2042-43 | 2043-44 | 2044-45 | 2045-46 | 2046-47 | 2047-48 | 2048-49 | 2049-50 | 2050-51
SA1 | Black Coal | 0 | 0 | 0 | 0 | 0 | 0 | 0 | 0 | 0 | 0 | 0 | 0 | 0 | 0 | 0 | 0 | 0 | 0 | 0 | 0 | 0 | 0 | 0 | 0 | 0
SA1 | Brown Coal | 0 | 0 | 0 | 0 | 0 | 0 | 0 | 0 | 0 | 0 | 0 | 0 | 0 | 0 | 0 | 0 | 0 | 0 | 0 | 0 | 0 | 0 | 0 | 0 | 0
SA1 | CCGT | 21928.2885 | 22179.4895 | 18286.3661 | 14450.2561 | 15068.0701 | 11659.125 | 11302.239 | 11140.807 | 10426.257 | 6662.251 | 6265.953 | 3.3098e-05 | 3.0431e-05 | 2.8396e-05 | 2.5995e-05 | 2.4439e-05 | 2.292e-05 | 2.141e-05 | 1.9334e-05 | 1.7725e-05 | 1.7127e-05 | 1.604e-05 | 1.5014e-05 | 1.3949e-05 | 6.1879e-05
SA1 | Gas - Steam | 0 | 0 | 0 | 0 | 0 | 0 | 0 | 0 | 0 | 0 | 0 | 0 | 0 | 0 | 0 | 0 | 0 | 0 | 0 | 0 | 0 | 0 | 0 | 0 | 0
SA1 | OCGT / Diesel | 13395.4146 | 11032.0984 | 13054.8769 | 9212.4362 | 9171.8229 | 8441.6316 | 6972.3401 | 5276.8536 | 6479.4564 | 2957.3819 | 2471.3048 | 3103.5951 | 3580.9785 | 3064.5705 | 2438.9238 | 2470.7833 | 1194.9187 | 2222.081 | 561.3735 | 657.2043 | 615.1571 | 323.9202 | 760.0531 | 412.4192 | 1457.9048
SA1 | Hydro | 0 | 0 | 0 | 0 | 0 | 0 | 0 | 0 | 0 | 0 | 0 | 0 | 0 | 0 | 0 | 0 | 0 | 0 | 0 | 0 | 0 | 0 | 0 | 0 | 0
SA1 | Hydrogen Electrolyser | 0.71474 | 0.65573 | 0.60151 | 75.9932 | 302.7235 | 287.5414 | 273.2697 | 260.2354 | 346.8717 | 322.0171 | 299.7613 | 281.9173 | 265.1604 | 249.1552 | 233.4722 | 218.2697 | 228.3789 | 234.011 | 239.5493 | 245.3762 | 251.3174 | 259.7355 | 265.4367 | 266.6315 | 263.6161
SA1 | Wind | 0 | 122.407 | 112.8633 | 116.1736 | 243.2075 | 240.8831 | 239.9199 | 280.3586 | 239.6623 | 260.176 | 251.0972 | 248.3542 | 252.68 | 293.9903 | 294.4019 | 256.0903 | 286.2132 | 240.0391 | 291.8795 | 284.0471 | 293.6856 | 320.9594 | 298.0259 | 297.9696 | 262.525
SA1 | Solar PV | 0 | 2.4384e-06 | 154.0399 | 151.1084 | 159.904 | 149.5696 | 144.9358 | 137.376 | 268.4681 | 257.4815 | 258.1469 | 366.9449 | 338.2255 | 300.664 | 298.4312 | 286.2852 | 281.7244 | 331.4099 | 317.2087 | 335.5458 | 308.0035 | 275.7639 | 260.106 | 259.2248 | 243.4846
SA1 | Grid Battery | 0 | 2.0597e-05 | 220.3703 | 211.5484 | 206.3243 | 172.0595 | 173.9238 | 141.8326 | 152.6032 | 136.7858 | 143.0601 | 266.6423 | 223.1554 | 175.7908 | 145.9782 | 133.7761 | 134.5692 | 126.3812 | 90.1798 | 110.2687 | 90.6716 | 55.474 | 28.8112 | 24.3796 | 27.5936
SA1 | PHES | 0 | 0 | 0 | 0 | 0 | 0 | 0 | 0 | 0 | 0 | 0 | 0 | 0 | 0 | 0 | 0 | 0 | 0 | 0 | 0 | 0 | 0 | 0 | 0 | 0
SA1 | VPP | 0 | 0 | 0 | 0 | 0 | 0 | 0 | 0 | 0 | 0 | 0 | 0 | 0 | 0 | 0 | 0 | 0 | 0 | 0 | 0 | 0 | 0 | 0 | 0 | 0
Total |  | 35324.4178 | 33334.6507 | 31829.118 | 24217.5159 | 25152.0522 | 20950.8103 | 19106.6284 | 17237.4634 | 17913.3188 | 10596.0934 | 9689.3233 | 4267.4538 | 4660.1998 | 4084.1707 | 3411.2073 | 3365.2047 | 2125.8045 | 3153.9221 | 1500.1908 | 1632.442 | 1558.8352 | 1235.8531 | 1612.4329 | 1260.6248 | 2255.1241
Region | Technology | 2026-27 | 2027-28 | 2028-29 | 2029-30 | 2030-31 | 2031-32 | 2032-33 | 2033-34 | 2034-35 | 2035-36 | 2036-37 | 2037-38 | 2038-39 | 2039-40 | 2040-41 | 2041-42 | 2042-43 | 2043-44 | 2044-45 | 2045-46 | 2046-47 | 2047-48 | 2048-49 | 2049-50 | 2050-51
TAS1 | Black Coal | 0 | 0 | 0 | 0 | 0 | 0 | 0 | 0 | 0 | 0 | 0 | 0 | 0 | 0 | 0 | 0 | 0 | 0 | 0 | 0 | 0 | 0 | 0 | 0 | 0
TAS1 | Brown Coal | 0 | 0 | 0 | 0 | 0 | 0 | 0 | 0 | 0 | 0 | 0 | 0 | 0 | 0 | 0 | 0 | 0 | 0 | 0 | 0 | 0 | 0 | 0 | 0 | 0
TAS1 | CCGT | 0 | 1.596e-05 | 1.472e-05 | 1.5844e-05 | 1.9069e-05 | 1.9302e-05 | 2.1714e-05 | 2.0361e-05 | 1.8594e-05 | 1.6567e-05 | 1.5464e-05 | 1.503e-05 | 1.3855e-05 | 1.4005e-05 | 1.305e-05 | 1.2405e-05 | 1.1396e-05 | 1.0722e-05 | 9.8387e-06 | 9.0422e-06 | 8.9013e-06 | 8.1774e-06 | 9.0244e-06 | 8.3591e-06 | 2.4234e-05
TAS1 | Gas - Steam | 0 | 0 | 0 | 0 | 0 | 0 | 0 | 0 | 0 | 0 | 0 | 0 | 0 | 0 | 0 | 0 | 0 | 0 | 0 | 0 | 0 | 0 | 0 | 0 | 0
TAS1 | OCGT / Diesel | 467.7769 | 5.2298e-05 | 55.2597 | 49.7662 | 754.9505 | 515.8145 | 396.4198 | 226.4705 | 210.7245 | 141.4653 | 115.6364 | 224.7504 | 100.3124 | 130.1832 | 30.9075 | 61.9176 | 7.2393 | 100.1769 | 51.3175 | 23.4173 | 20.6505 | 5.878 | 53.1501 | 10.9031 | 5.4136e-05
TAS1 | Hydro | 83643.9398 | 64676.926 | 60154.1731 | 59131.7979 | 59125.1153 | 50355.6722 | 46131.4218 | 42279.2442 | 45555.4499 | 33677.4446 | 32077.6526 | 34652.8677 | 26853.5961 | 26392.767 | 23062.2651 | 21794.8541 | 22744.8916 | 21130.3143 | 17805.4688 | 15523.742 | 15843.7293 | 16202.3867 | 13005.9126 | 11816.062 | 12360.7821
TAS1 | Hydrogen Electrolyser | 0 | 0 | 0 | 0 | 10.9581 | 20.71 | 35.7145 | 48.9639 | 55.735 | 53.3965 | 51.0859 | 48.7506 | 46.3449 | 43.1254 | 74.1839 | 73.4553 | 74.01 | 74.5845 | 75.2021 | 75.8962 | 76.6079 | 77.2721 | 77.3229 | 76.3539 | 74.458
TAS1 | Wind | 0 | 195.4556 | 274.0083 | 313.0104 | 322.3709 | 348.7892 | 334.422 | 346.1629 | 357.1383 | 347.0126 | 345.1724 | 323.9131 | 318.14 | 283.1766 | 301.7737 | 270.3841 | 258.5241 | 248.9927 | 243.209 | 232.7457 | 215.2657 | 203.5722 | 181.5988 | 184.7775 | 168.9408
TAS1 | Solar PV | 0 | 6.2746e-07 | 7.95e-07 | 1.1577e-06 | 1.0763e-06 | 9.3782e-07 | 1.107e-06 | 1.1126e-06 | 1.0127e-06 | 1.9106e-05 | 1.7758e-05 | 1.654e-05 | 1.5765e-05 | 1.4783e-05 | 1.3533e-05 | 1.3196e-05 | 1.2948e-05 | 1.1254e-05 | 1.0363e-05 | 9.5596e-06 | 9.0057e-06 | 8.8552e-06 | 8.9822e-06 | 7.8321e-06 | 7.7743e-06
TAS1 | Grid Battery | 0 | 7.4546e-06 | 8.6047e-06 | 3.025e-05 | 3.1267e-05 | 3.4905e-05 | 3.5474e-05 | 3.1518e-05 | 3.23e-05 | 3.7073e-05 | 3.4051e-05 | 3.0046e-05 | 2.9331e-05 | 4.0316e-05 | 3.7306e-05 | 4.1446e-05 | 3.62e-05 | 3.6837e-05 | 3.7573e-05 | 3.5501e-05 | 3.357e-05 | 2.876e-05 | 2.684e-05 | 2.331e-05 | 2.3157e-05
TAS1 | PHES | 0 | 0 | 4.1994e-06 | 1.8697e-05 | 2.0358e-05 | 2.0671e-05 | 1.9466e-05 | 1.8541e-05 | 1.8577e-05 | 1.948e-05 | 1.8056e-05 | 1.6068e-05 | 1.4873e-05 | 1.4595e-05 | 1.3431e-05 | 1.2814e-05 | 1.1699e-05 | 1.176e-05 | 1.1377e-05 | 1.0775e-05 | 9.763e-06 | 9.0235e-06 | 8.2153e-06 | 7.7994e-06 | 7.4895e-06
TAS1 | VPP | 0 | 0 | 0 | 0 | 0 | 0 | 0 | 0 | 0 | 0 | 0 | 0 | 0 | 0 | 0 | 0 | 0 | 0 | 0 | 0 | 0 | 0 | 0 | 0 | 0
Total |  | 84111.7167 | 64872.3816 | 60483.4411 | 59494.5746 | 60213.3949 | 51240.986 | 46897.9782 | 42900.8415 | 46179.0479 | 34219.319 | 32589.5475 | 35250.2819 | 27318.3936 | 26849.2523 | 23469.1302 | 22200.6113 | 23084.6651 | 21554.0684 | 18175.1975 | 15855.8013 | 16156.2534 | 16489.109 | 13317.9846 | 12088.0965 | 12604.181
Explicitly modelled load
Region | Technology | 2026-27 | 2027-28 | 2028-29 | 2029-30 | 2030-31 | 2031-32 | 2032-33 | 2033-34 | 2034-35 | 2035-36 | 2036-37 | 2037-38 | 2038-39 | 2039-40 | 2040-41 | 2041-42 | 2042-43 | 2043-44 | 2044-45 | 2045-46 | 2046-47 | 2047-48 | 2048-49 | 2049-50 | 2050-51
NEM | Grid Battery Pump | 0 | 0 | 0 | 0 | 0 | 0 | 0 | 0 | 0 | 0 | 0 | 0 | 0 | 0 | 0 | 0 | 0 | 0 | 0 | 0 | 0 | 0 | 0 | 0 | 0
NEM | PHES Pump | 21836.7183 | 24404.8374 | 16267.3231 | 11801.6949 | 13726.217 | 9056.3506 | 9345.6474 | 9468.7124 | 8241.068 | 4226.8894 | 4576.2247 | 6630.2759 | 3665.8412 | 3078.8439 | 2249.0038 | 2490.0644 | 2965.106 | 2515.4467 | 2154.2569 | 1525.2117 | 1075.2833 | 1389.793 | 996.7746 | 939.4648 | 1291.5095
NEM | VPP Pump | 0 | 0 | 0 | 0 | 0 | 0 | 0 | 0 | 0 | 0 | 0 | 0 | 0 | 0 | 0 | 0 | 0 | 0 | 0 | 0 | 0 | 0 | 0 | 0 | 0
Region | Technology | 2026-27 | 2027-28 | 2028-29 | 2029-30 | 2030-31 | 2031-32 | 2032-33 | 2033-34 | 2034-35 | 2035-36 | 2036-37 | 2037-38 | 2038-39 | 2039-40 | 2040-41 | 2041-42 | 2042-43 | 2043-44 | 2044-45 | 2045-46 | 2046-47 | 2047-48 | 2048-49 | 2049-50 | 2050-51
NSW1 | Grid Battery Pump | 0 | 0 | 0 | 0 | 0 | 0 | 0 | 0 | 0 | 0 | 0 | 0 | 0 | 0 | 0 | 0 | 0 | 0 | 0 | 0 | 0 | 0 | 0 | 0 | 0
NSW1 | PHES Pump | 15317.0198 | 17021.0544 | 12195.9136 | 8450.8019 | 10228.7838 | 6600.1436 | 6424.2914 | 6981.4624 | 6052.9222 | 3370.964 | 3502.2613 | 4917.7197 | 2534.948 | 2199.6216 | 1611.7202 | 1707.891 | 2258.4827 | 1814.5952 | 1588.1729 | 1122.3383 | 772.4844 | 945.3723 | 702.028 | 658.5562 | 825.3145
NSW1 | VPP Pump | 0 | 0 | 0 | 0 | 0 | 0 | 0 | 0 | 0 | 0 | 0 | 0 | 0 | 0 | 0 | 0 | 0 | 0 | 0 | 0 | 0 | 0 | 0 | 0 | 0
Region | Technology | 2026-27 | 2027-28 | 2028-29 | 2029-30 | 2030-31 | 2031-32 | 2032-33 | 2033-34 | 2034-35 | 2035-36 | 2036-37 | 2037-38 | 2038-39 | 2039-40 | 2040-41 | 2041-42 | 2042-43 | 2043-44 | 2044-45 | 2045-46 | 2046-47 | 2047-48 | 2048-49 | 2049-50 | 2050-51
QLD1 | Grid Battery Pump | 0 | 0 | 0 | 0 | 0 | 0 | 0 | 0 | 0 | 0 | 0 | 0 | 0 | 0 | 0 | 0 | 0 | 0 | 0 | 0 | 0 | 0 | 0 | 0 | 0
QLD1 | PHES Pump | 6519.6985 | 7383.783 | 4071.4095 | 3350.893 | 3497.4332 | 2456.207 | 2921.356 | 2487.25 | 2188.1458 | 855.9254 | 1073.9634 | 1712.5562 | 1130.8931 | 879.2223 | 637.2836 | 782.1734 | 706.6233 | 700.8515 | 566.084 | 402.8733 | 302.7989 | 444.4207 | 294.7466 | 280.9087 | 466.195
QLD1 | VPP Pump | 0 | 0 | 0 | 0 | 0 | 0 | 0 | 0 | 0 | 0 | 0 | 0 | 0 | 0 | 0 | 0 | 0 | 0 | 0 | 0 | 0 | 0 | 0 | 0 | 0
Region | Technology | 2026-27 | 2027-28 | 2028-29 | 2029-30 | 2030-31 | 2031-32 | 2032-33 | 2033-34 | 2034-35 | 2035-36 | 2036-37 | 2037-38 | 2038-39 | 2039-40 | 2040-41 | 2041-42 | 2042-43 | 2043-44 | 2044-45 | 2045-46 | 2046-47 | 2047-48 | 2048-49 | 2049-50 | 2050-51
VIC1 | Grid Battery Pump | 0 | 0 | 0 | 0 | 0 | 0 | 0 | 0 | 0 | 0 | 0 | 0 | 0 | 0 | 0 | 0 | 0 | 0 | 0 | 0 | 0 | 0 | 0 | 0 | 0
VIC1 | PHES Pump | 0 | 0 | 0 | 0 | 0 | 0 | 0 | 0 | 0 | 0 | 0 | 0 | 0 | 0 | 0 | 0 | 0 | 0 | 0 | 0 | 0 | 0 | 0 | 0 | 0
VIC1 | VPP Pump | 0 | 0 | 0 | 0 | 0 | 0 | 0 | 0 | 0 | 0 | 0 | 0 | 0 | 0 | 0 | 0 | 0 | 0 | 0 | 0 | 0 | 0 | 0 | 0 | 0
Region | Technology | 2026-27 | 2027-28 | 2028-29 | 2029-30 | 2030-31 | 2031-32 | 2032-33 | 2033-34 | 2034-35 | 2035-36 | 2036-37 | 2037-38 | 2038-39 | 2039-40 | 2040-41 | 2041-42 | 2042-43 | 2043-44 | 2044-45 | 2045-46 | 2046-47 | 2047-48 | 2048-49 | 2049-50 | 2050-51
SA1 | Grid Battery Pump | 0 | 0 | 0 | 0 | 0 | 0 | 0 | 0 | 0 | 0 | 0 | 0 | 0 | 0 | 0 | 0 | 0 | 0 | 0 | 0 | 0 | 0 | 0 | 0 | 0
SA1 | PHES Pump | 0 | 0 | 0 | 0 | 0 | 0 | 0 | 0 | 0 | 0 | 0 | 0 | 0 | 0 | 0 | 0 | 0 | 0 | 0 | 0 | 0 | 0 | 0 | 0 | 0
SA1 | VPP Pump | 0 | 0 | 0 | 0 | 0 | 0 | 0 | 0 | 0 | 0 | 0 | 0 | 0 | 0 | 0 | 0 | 0 | 0 | 0 | 0 | 0 | 0 | 0 | 0 | 0
Region | Technology | 2026-27 | 2027-28 | 2028-29 | 2029-30 | 2030-31 | 2031-32 | 2032-33 | 2033-34 | 2034-35 | 2035-36 | 2036-37 | 2037-38 | 2038-39 | 2039-40 | 2040-41 | 2041-42 | 2042-43 | 2043-44 | 2044-45 | 2045-46 | 2046-47 | 2047-48 | 2048-49 | 2049-50 | 2050-51
TAS1 | Grid Battery Pump | 0 | 0 | 0 | 0 | 0 | 0 | 0 | 0 | 0 | 0 | 0 | 0 | 0 | 0 | 0 | 0 | 0 | 0 | 0 | 0 | 0 | 0 | 0 | 0 | 0
TAS1 | PHES Pump | 0 | 0 | 0 | 0 | 0 | 0 | 0 | 0 | 0 | 0 | 0 | 0 | 0 | 0 | 0 | 0 | 0 | 0 | 0 | 0 | 0 | 0 | 0 | 0 | 0
TAS1 | VPP Pump | 0 | 0 | 0 | 0 | 0 | 0 | 0 | 0 | 0 | 0 | 0 | 0 | 0 | 0 | 0 | 0 | 0 | 0 | 0 | 0 | 0 | 0 | 0 | 0 | 0

## ML1_FOM Cost
FOM cost by technology ($000s) - ML1, Accelerated Transition Scenario
FOM | Real June 2025 dollars discounted to 1 July 2025. For new entrant capacity, the FOM is incurred annually in modelling. For existing capacity that retires early as part of the least-cost solution, the associated FOM savings are presented as a negative cost that continues until the assumed fixed date retirement. For existing, committed and anticipated generators that do not retire early, FOM costs are not included since there will be no difference in these costs between the Base Case and option case.
Explicitly modelled generation
Region | Technology | 2026-27 | 2027-28 | 2028-29 | 2029-30 | 2030-31 | 2031-32 | 2032-33 | 2033-34 | 2034-35 | 2035-36 | 2036-37 | 2037-38 | 2038-39 | 2039-40 | 2040-41 | 2041-42 | 2042-43 | 2043-44 | 2044-45 | 2045-46 | 2046-47 | 2047-48 | 2048-49 | 2049-50 | 2050-51
NEM | Black Coal | 0 | 0 | -281674.8656 | -341023.6631 | -318713.7037 | -282045.7494 | -262849.5928 | -183842.3574 | -171815.2873 | -130601.1145 | -109908.1936 | -91686.0196 | -85687.8687 | -80294.0811 | -61655.452 | -57621.9177 | -42414.3606 | -35902.0357 | -29877.5764 | -24576.2853 | -19840.7496 | -18591.8355 | -17326.4671 | -16192.9599 | -15133.6074
NEM | Brown Coal | 0 | -28875.214 | -134790.0394 | -125971.9996 | -142074.4726 | -133131.3218 | -124070.346 | -115953.5944 | -108367.8452 | -34798.7741 | -32430.3544 | -30308.7424 | -28325.9275 | -26542.8975 | -24736.3764 | -23118.1087 | -21605.7091 | -20245.6962 | -18867.7653 | -17633.4255 | -16479.8369 | 0 | 0 | 0 | 0
NEM | CCGT | 0 | 7.4886e-05 | 0.0001123 | 0.00010613 | 0.00010168 | 9.6477e-05 | 9.4935e-05 | 8.8724e-05 | 8.292e-05 | 7.77e-05 | 7.2412e-05 | 6.7675e-05 | 6.3247e-05 | 5.9838e-05 | 5.5765e-05 | 5.2117e-05 | 4.8708e-05 | 4.5642e-05 | 4.2535e-05 | 3.9753e-05 | 3.7152e-05 | 3.4813e-05 | 3.3246e-05 | 3.1071e-05 | 9.8824e-05
NEM | Gas - Steam | 0 | 0 | 0 | 0 | 0 | 0 | 0 | 0 | 0 | 0 | 0 | 0 | 0 | 0 | 0 | 0 | 0 | 0 | 0 | 0 | 0 | 0 | 0 | 0 | 0
NEM | OCGT / Diesel | 0 | 0.00013223 | 1772.9206 | 1656.9351 | 2874.9386 | 2693.9702 | 8034.7791 | 7509.1394 | 10913.6466 | 18152.6591 | 16917.1812 | 20529.6503 | 19186.5891 | 17978.8524 | 16755.2038 | 15659.069 | 14634.6439 | 22497.3468 | 20966.1676 | 19594.5491 | 20371.4809 | 19089.1588 | 19541.2322 | 18262.8338 | 19814.6771
NEM | Hydro | 0 | 0 | 0 | 0 | 0 | 0 | 0 | 0 | 0 | 0 | 0 | 0 | 0 | 0 | 0 | 0 | 0 | 0 | 0 | 0 | 0 | 0 | 0 | 0 | 0
NEM | Hydrogen Electrolyser | 0 | 0 | 0 | 0 | 32558.9327 | 39326.2061 | 64824.3406 | 94042.6227 | 132064.5069 | 142574.4849 | 150786.8796 | 162720.3148 | 169206.5853 | 173912.9171 | 193891.4825 | 186475.854 | 193246.3875 | 193456.213 | 192272.2316 | 181386.6001 | 201988.1649 | 199815.6341 | 190918.6463 | 190738.8682 | 178260.6244
NEM | Wind | 0 | 160583.0373 | 419629.6264 | 461624.722 | 508671.5616 | 541461.4027 | 638151.0428 | 753264.0332 | 779574.1289 | 815642.9179 | 884620.907 | 968380.586 | 1012701.6076 | 1052183.9302 | 980833.6468 | 975857.5492 | 939378.3047 | 889497.1137 | 838283.2107 | 784668.7981 | 770077.8568 | 753170.2741 | 707142.686 | 660881.0147 | 617645.808
NEM | Solar PV | 0 | 0.00072817 | 51920.9206 | 119520.4835 | 124614.0903 | 116770.0169 | 109216.7996 | 110254.3482 | 137291.5482 | 138925.0568 | 145983.9256 | 219142.8546 | 208928.538 | 212926.6516 | 206397.1923 | 205164.2766 | 204442.7309 | 224155.8414 | 209652.1132 | 195936.5544 | 224136.271 | 224169.6525 | 213631.8069 | 199655.8943 | 186594.2937
NEM | Grid Battery | 0 | 4397.2206 | 134501.2363 | 196932.4968 | 187692.3821 | 175877.7243 | 169307.2512 | 158231.0759 | 162672.743 | 152432.9945 | 142058.3385 | 173340.161 | 162000.1505 | 154056.257 | 143571.121 | 134178.6185 | 125400.5781 | 117506.9976 | 109509.4203 | 102345.2526 | 128542.9996 | 120451.614 | 132837.146 | 124146.8657 | 116025.1081
NEM | PHES | 0 | 0 | 0.0010466 | 0.003889 | 0.0039227 | 0.0036843 | 0.0035958 | 0.0034348 | 0.0032101 | 0.0030173 | 0.0028119 | 0.002652 | 0.0024785 | 0.0023415 | 0.0021821 | 0.0020658 | 0.0019411 | 0.0018463 | 0.0017856 | 0.0016688 | 0.0015784 | 0.0014821 | 0.0014232 | 0.001333 | 0.0012484
NEM | VPP | 0 | 0 | 0 | 0 | 0 | 0 | 0 | 0 | 0 | 0 | 0 | 0 | 0 | 0 | 0 | 0 | 0 | 0 | 0 | 0 | 0 | 0 | 0 | 0 | 0
Total |  | 0 | 136105.0448 | 191359.7999 | 312738.9788 | 395623.7331 | 460952.2527 | 602614.2782 | 823505.2711 | 942333.4444 | 1102328.2277 | 1198028.6867 | 1422118.8073 | 1458009.6767 | 1504221.632 | 1455056.8203 | 1436595.3429 | 1413082.5774 | 1390965.7825 | 1321937.8036 | 1241722.0452 | 1308796.1882 | 1298104.4996 | 1246745.0517 | 1177492.5182 | 1103206.9053
Region | Technology | 2026-27 | 2027-28 | 2028-29 | 2029-30 | 2030-31 | 2031-32 | 2032-33 | 2033-34 | 2034-35 | 2035-36 | 2036-37 | 2037-38 | 2038-39 | 2039-40 | 2040-41 | 2041-42 | 2042-43 | 2043-44 | 2044-45 | 2045-46 | 2046-47 | 2047-48 | 2048-49 | 2049-50 | 2050-51
NSW1 | Black Coal | 0 | 0 | -73079.1799 | -108781.5246 | -101664.9763 | -95265.4789 | -88781.6689 | -21162.0543 | -19777.6208 | -18532.6805 | -17271.3382 | -16141.4375 | -15085.4556 | -14135.8726 | 0 | 0 | 0 | 0 | 0 | 0 | 0 | 0 | 0 | 0 | 0
NSW1 | Brown Coal | 0 | 0 | 0 | 0 | 0 | 0 | 0 | 0 | 0 | 0 | 0 | 0 | 0 | 0 | 0 | 0 | 0 | 0 | 0 | 0 | 0 | 0 | 0 | 0 | 0
NSW1 | CCGT | 0 | 2.511e-05 | 3.2624e-05 | 3.049e-05 | 2.8495e-05 | 2.6701e-05 | 2.4884e-05 | 2.3256e-05 | 2.1735e-05 | 2.0367e-05 | 1.898e-05 | 1.7739e-05 | 1.6578e-05 | 1.5535e-05 | 1.4477e-05 | 1.353e-05 | 1.2645e-05 | 1.1849e-05 | 1.1043e-05 | 1.032e-05 | 9.6451e-06 | 9.038e-06 | 8.4229e-06 | 7.8718e-06 | 2.2259e-05
NSW1 | Gas - Steam | 0 | 0 | 0 | 0 | 0 | 0 | 0 | 0 | 0 | 0 | 0 | 0 | 0 | 0 | 0 | 0 | 0 | 0 | 0 | 0 | 0 | 0 | 0 | 0 | 0
NSW1 | OCGT / Diesel | 0 | 3.0701e-05 | 8.9665e-05 | 8.3799e-05 | 7.8317e-05 | 0.0001485 | 0.0010497 | 0.00098107 | 1782.8856 | 4717.5443 | 4396.4662 | 8828.0475 | 8250.5117 | 7731.1674 | 7204.9807 | 6733.6269 | 6293.1092 | 8831.6231 | 8230.539 | 7692.0925 | 7188.8715 | 6736.3542 | 6277.875 | 5867.1729 | 7244.9186
NSW1 | Hydro | 0 | 0 | 0 | 0 | 0 | 0 | 0 | 0 | 0 | 0 | 0 | 0 | 0 | 0 | 0 | 0 | 0 | 0 | 0 | 0 | 0 | 0 | 0 | 0 | 0
NSW1 | Hydrogen Electrolyser | 0 | 0 | 0 | 0 | 2645.9182 | 5254.8476 | 22168.8109 | 32450.4628 | 42105.0714 | 46709.7936 | 50558.548 | 54816.1559 | 58214.1705 | 60943.656 | 77172.1038 | 73143.7796 | 76070.7493 | 74876.0055 | 70329.8753 | 65728.8554 | 70863.2546 | 68249.3091 | 64048.92 | 61682.9563 | 57647.6227
NSW1 | Wind | 0 | 28011.0438 | 96374.6047 | 90069.724 | 84177.3122 | 78878.6095 | 96971.815 | 115659.3834 | 108092.8817 | 101288.7674 | 107343.7093 | 113793.9568 | 109499.2738 | 109809.762 | 102597.8751 | 135822.167 | 134673.4534 | 127283.8597 | 118700.4331 | 111391.8931 | 123868.1427 | 123419.1748 | 115019.212 | 107494.5906 | 100462.2342
NSW1 | Solar PV | 0 | 0.00016833 | 9512.5142 | 68049.7813 | 63597.9264 | 59594.6327 | 55538.596 | 52696.4581 | 64350.823 | 60300.1367 | 61593.8743 | 82041.0413 | 80312.4188 | 80026.9933 | 82542.7427 | 77142.7501 | 79292.3294 | 91172.114 | 84966.9002 | 79408.3179 | 77759.7935 | 81041.3214 | 75525.6138 | 70584.6858 | 65966.996
NSW1 | Grid Battery | 0 | 2900.5422 | 24021.9832 | 37946.3599 | 39107.2069 | 36645.5286 | 39551.2576 | 36963.7921 | 34545.6001 | 32371.0609 | 30167.8724 | 28194.2764 | 26349.7911 | 24691.153 | 23010.6623 | 21505.2919 | 20098.4037 | 18833.2711 | 17551.4705 | 16403.2434 | 15330.134 | 14365.1493 | 13387.4511 | 12511.6365 | 11693.1183
NSW1 | PHES | 0 | 0 | 0.00041786 | 0.00039052 | 0.00054127 | 0.0005072 | 0.00055821 | 0.00059117 | 0.0005525 | 0.00051772 | 0.00048248 | 0.00047495 | 0.00044388 | 0.00042679 | 0.00039774 | 0.00037692 | 0.00036269 | 0.00036032 | 0.00038588 | 0.00036064 | 0.00035227 | 0.00033313 | 0.00035241 | 0.00032936 | 0.00031046
NSW1 | VPP | 0 | 0 | 0 | 0 | 0 | 0 | 0 | 0 | 0 | 0 | 0 | 0 | 0 | 0 | 0 | 0 | 0 | 0 | 0 | 0 | 0 | 0 | 0 | 0 | 0
Total |  | 0 | 30911.5862 | 56829.9227 | 87284.3411 | 87863.3881 | 85108.1402 | 125448.8122 | 216608.0437 | 231099.6415 | 226854.623 | 236789.1325 | 271532.0409 | 267540.7106 | 269066.8595 | 292528.3651 | 314347.6159 | 316428.0454 | 320996.8738 | 299779.2184 | 280624.4028 | 295010.1966 | 293811.3091 | 274259.0722 | 258141.0424 | 243014.89
Region | Technology | 2026-27 | 2027-28 | 2028-29 | 2029-30 | 2030-31 | 2031-32 | 2032-33 | 2033-34 | 2034-35 | 2035-36 | 2036-37 | 2037-38 | 2038-39 | 2039-40 | 2040-41 | 2041-42 | 2042-43 | 2043-44 | 2044-45 | 2045-46 | 2046-47 | 2047-48 | 2048-49 | 2049-50 | 2050-51
QLD1 | Black Coal | 0 | 0 | -208595.6857 | -232242.1384 | -217048.7275 | -186780.2705 | -174067.9239 | -162680.3031 | -152037.6665 | -112068.434 | -92636.8554 | -75544.582 | -70602.4131 | -66158.2085 | -61655.452 | -57621.9177 | -42414.3606 | -35902.0357 | -29877.5764 | -24576.2853 | -19840.7496 | -18591.8355 | -17326.4671 | -16192.9599 | -15133.6074
QLD1 | Brown Coal | 0 | 0 | 0 | 0 | 0 | 0 | 0 | 0 | 0 | 0 | 0 | 0 | 0 | 0 | 0 | 0 | 0 | 0 | 0 | 0 | 0 | 0 | 0 | 0 | 0
QLD1 | CCGT | 0 | 1.5781e-05 | 3.6528e-05 | 3.4138e-05 | 3.1905e-05 | 2.9897e-05 | 2.7862e-05 | 2.6039e-05 | 2.4336e-05 | 2.2804e-05 | 2.1252e-05 | 1.9861e-05 | 1.8562e-05 | 1.7394e-05 | 1.621e-05 | 1.5149e-05 | 1.4158e-05 | 1.3267e-05 | 1.2364e-05 | 1.1555e-05 | 1.0799e-05 | 1.012e-05 | 9.4308e-06 | 8.8138e-06 | 2.272e-05
QLD1 | Gas - Steam | 0 | 0 | 0 | 0 | 0 | 0 | 0 | 0 | 0 | 0 | 0 | 0 | 0 | 0 | 0 | 0 | 0 | 0 | 0 | 0 | 0 | 0 | 0 | 0 | 0
QLD1 | OCGT / Diesel | 0 | 2.8643e-05 | 4.4512e-05 | 4.16e-05 | 1326.4012 | 1242.9083 | 1158.3154 | 1082.5378 | 1011.7176 | 948.033 | 883.5095 | 825.7098 | 771.6914 | 723.1158 | 673.9003 | 629.8133 | 588.6106 | 551.5594 | 514.02 | 480.3925 | 2507.7831 | 2349.9259 | 3941.2787 | 3683.438 | 3442.4654
QLD1 | Hydro | 0 | 0 | 0 | 0 | 0 | 0 | 0 | 0 | 0 | 0 | 0 | 0 | 0 | 0 | 0 | 0 | 0 | 0 | 0 | 0 | 0 | 0 | 0 | 0 | 0
QLD1 | Hydrogen Electrolyser | 0 | 0 | 0 | 0 | 1284.1159 | 1821.8166 | 2855.4223 | 11584.8136 | 19592.0952 | 22462.8035 | 21692.9754 | 27267.3576 | 29214.6322 | 30999.3551 | 32596.1259 | 30463.6691 | 32988.7302 | 33676.428 | 36245.3669 | 33874.1747 | 45615.3422 | 47689.134 | 47569.2996 | 44874.9853 | 41939.2386
QLD1 | Wind | 0 | 85686.5369 | 125266.4596 | 117071.4575 | 111938.448 | 112569.2708 | 123849.1819 | 163675.5888 | 166680.509 | 156188.4839 | 145558.2276 | 146571.674 | 137747.2716 | 129695.6867 | 120868.5417 | 125793.071 | 126234.1352 | 122393.8934 | 118063.4362 | 110339.66 | 105608.0213 | 101501.2073 | 99108.9548 | 92625.1914 | 86565.5994
QLD1 | Solar PV | 0 | 0.00014358 | 24775.9237 | 33011.19 | 32494.8726 | 30449.4205 | 28377.0196 | 33139.6533 | 37478.4015 | 45394.8385 | 53421.6234 | 89435.1999 | 84067.8825 | 91155.5958 | 84951.5063 | 79393.9311 | 79419.4059 | 78671.57 | 74069.5647 | 69223.8922 | 101082.6745 | 100658.0466 | 98088.239 | 91671.2514 | 85674.0667
QLD1 | Grid Battery | 0 | 1496.6754 | 72638.6409 | 110812.6992 | 103563.2707 | 97044.2815 | 90439.4054 | 84522.8088 | 78993.2792 | 74020.8954 | 68983.001 | 88975.4201 | 83154.5982 | 80173.7889 | 74717.1259 | 69829.0896 | 65260.8314 | 61152.8629 | 56990.7724 | 53262.4041 | 82671.1785 | 77467.2829 | 92778.347 | 86708.7355 | 81036.2014
QLD1 | PHES | 0 | 0 | 0 | 0 | 6.0892e-05 | 5.7059e-05 | 5.3175e-05 | 4.9696e-05 | 4.6445e-05 | 4.3522e-05 | 4.056e-05 | 3.7906e-05 | 3.5426e-05 | 3.3196e-05 | 3.0937e-05 | 2.8913e-05 | 2.7022e-05 | 2.5321e-05 | 2.3597e-05 | 2.2054e-05 | 2.0611e-05 | 1.9313e-05 | 1.7999e-05 | 1.6821e-05 | 1.5721e-05
QLD1 | VPP | 0 | 0 | 0 | 0 | 0 | 0 | 0 | 0 | 0 | 0 | 0 | 0 | 0 | 0 | 0 | 0 | 0 | 0 | 0 | 0 | 0 | 0 | 0 | 0 | 0
Total |  | 0 | 87183.2125 | 14085.3386 | 28653.2083 | 33558.381 | 56347.4273 | 72611.4209 | 131325.0993 | 151718.3361 | 186946.6204 | 197902.4816 | 277530.7794 | 264353.6628 | 266589.3339 | 252151.7481 | 248487.6563 | 262077.3527 | 260544.2779 | 256005.5838 | 242604.2383 | 317644.25 | 311073.7612 | 324159.6521 | 303370.6417 | 283523.9641
Region | Technology | 2026-27 | 2027-28 | 2028-29 | 2029-30 | 2030-31 | 2031-32 | 2032-33 | 2033-34 | 2034-35 | 2035-36 | 2036-37 | 2037-38 | 2038-39 | 2039-40 | 2040-41 | 2041-42 | 2042-43 | 2043-44 | 2044-45 | 2045-46 | 2046-47 | 2047-48 | 2048-49 | 2049-50 | 2050-51
VIC1 | Black Coal | 0 | 0 | 0 | 0 | 0 | 0 | 0 | 0 | 0 | 0 | 0 | 0 | 0 | 0 | 0 | 0 | 0 | 0 | 0 | 0 | 0 | 0 | 0 | 0 | 0
VIC1 | Brown Coal | 0 | -28875.214 | -134790.0394 | -125971.9996 | -142074.4726 | -133131.3218 | -124070.346 | -115953.5944 | -108367.8452 | -34798.7741 | -32430.3544 | -30308.7424 | -28325.9275 | -26542.8975 | -24736.3764 | -23118.1087 | -21605.7091 | -20245.6962 | -18867.7653 | -17633.4255 | -16479.8369 | 0 | 0 | 0 | 0
VIC1 | CCGT | 0 | 0 | 0 | 0 | 0 | 0 | 0 | 0 | 0 | 0 | 0 | 0 | 0 | 0 | 0 | 0 | 0 | 0 | 0 | 0 | 0 | 0 | 0 | 0 | 0
VIC1 | Gas - Steam | 0 | 0 | 0 | 0 | 0 | 0 | 0 | 0 | 0 | 0 | 0 | 0 | 0 | 0 | 0 | 0 | 0 | 0 | 0 | 0 | 0 | 0 | 0 | 0 | 0
VIC1 | OCGT / Diesel | 0 | 3.0994e-05 | 1772.9204 | 1656.9349 | 1548.5373 | 1451.0617 | 6876.4626 | 6426.6005 | 8119.0434 | 12487.0816 | 11637.2054 | 10875.8929 | 10164.3859 | 9524.5691 | 8876.3227 | 8295.6287 | 7752.924 | 13114.1642 | 12221.6085 | 11422.064 | 10674.8261 | 10002.8787 | 9322.0784 | 8712.2228 | 8142.2643
VIC1 | Hydro | 0 | 0 | 0 | 0 | 0 | 0 | 0 | 0 | 0 | 0 | 0 | 0 | 0 | 0 | 0 | 0 | 0 | 0 | 0 | 0 | 0 | 0 | 0 | 0 | 0
VIC1 | Hydrogen Electrolyser | 0 | 0 | 0 | 0 | 1887.4529 | 6208.0086 | 13338.4845 | 23255.6486 | 34852.2219 | 39742.535 | 46702.373 | 49959.4623 | 52364.9409 | 53859.7221 | 54384.6256 | 54215.824 | 54470.0364 | 54339.5904 | 54003.9636 | 50470.994 | 50518.1565 | 47338.194 | 44116.3359 | 47185.9252 | 44098.9955
VIC1 | Wind | 0 | 16697.7533 | 161556.2932 | 213208.6512 | 257411.3224 | 295698.5524 | 359665.3719 | 412843.2398 | 445004.1348 | 500118.1373 | 575737.6835 | 648586.6762 | 706508.4423 | 747779.1846 | 696885.0075 | 656928.9395 | 621048.0866 | 585994.4279 | 546666.3499 | 511672.7669 | 486296.7578 | 470463.0841 | 439071.2976 | 410347.007 | 383501.8756
VIC1 | Solar PV | 0 | 0.00010846 | 1269.4058 | 3166.9171 | 14229.1462 | 13333.4653 | 12516.3389 | 12138.878 | 12097.6143 | 11336.1067 | 10564.5663 | 14156.1419 | 13230.0392 | 12397.2489 | 11553.4868 | 20501.4304 | 19444.8601 | 21103.912 | 19667.5706 | 18380.9071 | 17560.5946 | 16455.2093 | 15763.3386 | 14732.0922 | 13768.3104
VIC1 | Grid Battery | 0 | 0.0015062 | 15355.3967 | 27159.2133 | 25382.4424 | 23784.6958 | 22165.9006 | 20715.7949 | 34153.7889 | 32003.913 | 29825.7127 | 27874.4979 | 26050.9326 | 24411.1066 | 22749.676 | 21261.3795 | 19870.4481 | 18619.6645 | 17352.4021 | 16217.1982 | 15156.26 | 14202.2201 | 13235.6108 | 12369.7297 | 11560.4951
VIC1 | PHES | 0 | 0 | 0 | 0 | 0 | 0 | 0 | 0 | 0 | 0 | 0 | 0 | 0 | 0 | 0 | 0 | 0 | 0 | 0 | 0 | 0 | 0 | 0 | 0 | 0
VIC1 | VPP | 0 | 0 | 0 | 0 | 0 | 0 | 0 | 0 | 0 | 0 | 0 | 0 | 0 | 0 | 0 | 0 | 0 | 0 | 0 | 0 | 0 | 0 | 0 | 0 | 0
Total |  | 0 | -12177.4591 | 45163.9768 | 119219.7169 | 158384.4286 | 207344.4618 | 290492.2124 | 359426.5675 | 425858.958 | 560888.9994 | 642037.1866 | 721143.9287 | 779992.8133 | 821428.9338 | 769712.7423 | 738085.0933 | 700980.6462 | 672926.0628 | 631044.1293 | 590530.5047 | 563726.7581 | 558461.5861 | 521508.6614 | 493346.9768 | 461071.9408
Region | Technology | 2026-27 | 2027-28 | 2028-29 | 2029-30 | 2030-31 | 2031-32 | 2032-33 | 2033-34 | 2034-35 | 2035-36 | 2036-37 | 2037-38 | 2038-39 | 2039-40 | 2040-41 | 2041-42 | 2042-43 | 2043-44 | 2044-45 | 2045-46 | 2046-47 | 2047-48 | 2048-49 | 2049-50 | 2050-51
SA1 | Black Coal | 0 | 0 | 0 | 0 | 0 | 0 | 0 | 0 | 0 | 0 | 0 | 0 | 0 | 0 | 0 | 0 | 0 | 0 | 0 | 0 | 0 | 0 | 0 | 0 | 0
SA1 | Brown Coal | 0 | 0 | 0 | 0 | 0 | 0 | 0 | 0 | 0 | 0 | 0 | 0 | 0 | 0 | 0 | 0 | 0 | 0 | 0 | 0 | 0 | 0 | 0 | 0 | 0
SA1 | CCGT | 0 | 2.4338e-05 | 3.4147e-05 | 3.1914e-05 | 2.9826e-05 | 2.7948e-05 | 2.8875e-05 | 2.6986e-05 | 2.5221e-05 | 2.3633e-05 | 2.2025e-05 | 2.0584e-05 | 1.9237e-05 | 1.8026e-05 | 1.6799e-05 | 1.57e-05 | 1.4673e-05 | 1.375e-05 | 1.2814e-05 | 1.1976e-05 | 1.1192e-05 | 1.0488e-05 | 9.7738e-06 | 9.1344e-06 | 3.9109e-05
SA1 | Gas - Steam | 0 | 0 | 0 | 0 | 0 | 0 | 0 | 0 | 0 | 0 | 0 | 0 | 0 | 0 | 0 | 0 | 0 | 0 | 0 | 0 | 0 | 0 | 0 | 0 | 0
SA1 | OCGT / Diesel | 0 | 2.1736e-05 | 3.0331e-05 | 2.8346e-05 | 2.6492e-05 | 3.4611e-05 | 5.0455e-05 | 4.7154e-05 | 4.4069e-05 | 0.00010311 | 9.6096e-05 | 9.2009e-05 | 8.599e-05 | 8.0577e-05 | 7.5093e-05 | 7.018e-05 | 6.5589e-05 | 8.3349e-05 | 7.7676e-05 | 7.2594e-05 | 6.7845e-05 | 6.3575e-05 | 5.9248e-05 | 5.5372e-05 | 985.0288
SA1 | Hydro | 0 | 0 | 0 | 0 | 0 | 0 | 0 | 0 | 0 | 0 | 0 | 0 | 0 | 0 | 0 | 0 | 0 | 0 | 0 | 0 | 0 | 0 | 0 | 0 | 0
SA1 | Hydrogen Electrolyser | 0 | 0 | 0 | 0 | 25934.5639 | 24633.4269 | 23789.4713 | 23027.8262 | 31205.4933 | 29460.6778 | 27902.564 | 26707.9982 | 25571.5031 | 24470.1381 | 23359.2289 | 22252.4594 | 23735.4492 | 24802.8462 | 25902.2132 | 25900.6016 | 28319.026 | 29899.0951 | 28901.2516 | 30052.487 | 28086.4365
SA1 | Wind | 0 | 14158.1473 | 13904.739 | 12995.0833 | 25895.6345 | 24265.5856 | 27198.5921 | 30312.0328 | 28926.6203 | 27105.7786 | 25260.9476 | 28956.6903 | 28845.9681 | 35156.485 | 32763.7193 | 31408.2286 | 33212.2153 | 31138.4895 | 33710.5977 | 31505.2315 | 35838.3494 | 40482.637 | 37816.78 | 35342.785 | 33030.6402
SA1 | Solar PV | 0 | 0.00023966 | 16363.0767 | 15292.595 | 14292.1449 | 13392.4983 | 12784.8449 | 12279.3586 | 23364.7093 | 21893.9728 | 20403.8594 | 33510.4695 | 31318.1957 | 29346.8117 | 27349.4549 | 28126.1634 | 26286.1341 | 33208.2441 | 30948.0765 | 28923.436 | 27733.2072 | 26015.0741 | 24254.6145 | 22667.864 | 21184.9196
SA1 | Grid Battery | 0 | 0.0012099 | 22485.2151 | 21014.2227 | 19639.4605 | 18403.2169 | 17150.686 | 16028.6785 | 14980.0733 | 14037.1238 | 13081.7511 | 28295.9654 | 26444.8275 | 24780.207 | 23093.6553 | 21582.8559 | 20170.8934 | 18901.1977 | 17614.774 | 16462.4056 | 15385.4258 | 14416.9606 | 13435.736 | 12556.7627 | 11735.2923
SA1 | PHES | 0 | 0 | 0 | 0 | 0 | 0 | 0 | 0 | 0 | 0 | 0 | 0 | 0 | 0 | 0 | 0 | 0 | 0 | 0 | 0 | 0 | 0 | 0 | 0 | 0
SA1 | VPP | 0 | 0 | 0 | 0 | 0 | 0 | 0 | 0 | 0 | 0 | 0 | 0 | 0 | 0 | 0 | 0 | 0 | 0 | 0 | 0 | 0 | 0 | 0 | 0 | 0
Total |  | 0 | 14158.1488 | 52753.0308 | 49301.9011 | 85761.8038 | 80694.7278 | 80923.5944 | 81647.8961 | 98476.8963 | 92497.5531 | 86649.1222 | 117471.1235 | 112180.4945 | 113753.642 | 106566.0585 | 103369.7075 | 103404.6921 | 108050.7776 | 108175.6615 | 102791.6747 | 107276.0085 | 110813.7669 | 104408.3822 | 100619.8988 | 95022.3173
Region | Technology | 2026-27 | 2027-28 | 2028-29 | 2029-30 | 2030-31 | 2031-32 | 2032-33 | 2033-34 | 2034-35 | 2035-36 | 2036-37 | 2037-38 | 2038-39 | 2039-40 | 2040-41 | 2041-42 | 2042-43 | 2043-44 | 2044-45 | 2045-46 | 2046-47 | 2047-48 | 2048-49 | 2049-50 | 2050-51
TAS1 | Black Coal | 0 | 0 | 0 | 0 | 0 | 0 | 0 | 0 | 0 | 0 | 0 | 0 | 0 | 0 | 0 | 0 | 0 | 0 | 0 | 0 | 0 | 0 | 0 | 0 | 0
TAS1 | Brown Coal | 0 | 0 | 0 | 0 | 0 | 0 | 0 | 0 | 0 | 0 | 0 | 0 | 0 | 0 | 0 | 0 | 0 | 0 | 0 | 0 | 0 | 0 | 0 | 0 | 0
TAS1 | CCGT | 0 | 9.6566e-06 | 8.9994e-06 | 9.59e-06 | 1.1459e-05 | 1.1931e-05 | 1.3314e-05 | 1.2443e-05 | 1.1629e-05 | 1.0897e-05 | 1.0155e-05 | 9.4906e-06 | 8.8697e-06 | 8.8832e-06 | 8.2786e-06 | 7.737e-06 | 7.2309e-06 | 6.7757e-06 | 6.3146e-06 | 5.9015e-06 | 5.5154e-06 | 5.1682e-06 | 5.6185e-06 | 5.2509e-06 | 1.4736e-05
TAS1 | Gas - Steam | 0 | 0 | 0 | 0 | 0 | 0 | 0 | 0 | 0 | 0 | 0 | 0 | 0 | 0 | 0 | 0 | 0 | 0 | 0 | 0 | 0 | 0 | 0 | 0 | 0
TAS1 | OCGT / Diesel | 0 | 2.0155e-05 | 1.8783e-05 | 1.8585e-05 | 2.0648e-05 | 3.0049e-05 | 4.7711e-05 | 4.4589e-05 | 4.3438e-05 | 5.6681e-05 | 5.2823e-05 | 4.9367e-05 | 4.6138e-05 | 4.4467e-05 | 4.1441e-05 | 6.0345e-05 | 5.6397e-05 | 6.2125e-05 | 5.7897e-05 | 5.4109e-05 | 5.057e-05 | 4.7386e-05 | 4.4161e-05 | 4.1272e-05 | 4.3158e-05
TAS1 | Hydro | 0 | 0 | 0 | 0 | 0 | 0 | 0 | 0 | 0 | 0 | 0 | 0 | 0 | 0 | 0 | 0 | 0 | 0 | 0 | 0 | 0 | 0 | 0 | 0 | 0
TAS1 | Hydrogen Electrolyser | 0 | 0 | 0 | 0 | 806.8819 | 1408.1065 | 2672.1516 | 3723.8715 | 4309.625 | 4198.6749 | 3930.4191 | 3969.3408 | 3841.3386 | 3640.0457 | 6379.3983 | 6400.1219 | 5981.4223 | 5761.3429 | 5790.8126 | 5411.9744 | 6672.3856 | 6639.9019 | 6282.8391 | 6942.5145 | 6488.3313
TAS1 | Wind | 0 | 16029.5561 | 22527.5299 | 28279.806 | 29248.8446 | 30049.3843 | 30466.0819 | 30773.7884 | 30869.9832 | 30941.7507 | 30720.339 | 30471.5887 | 30100.6518 | 29742.8119 | 27718.5032 | 25905.1432 | 24210.4142 | 22686.4431 | 21142.3939 | 19759.2466 | 18466.5856 | 17304.1709 | 16126.4416 | 15071.4407 | 14085.4586
TAS1 | Solar PV | 0 | 6.8149e-05 | 9.1582e-05 | 0.00012478 | 0.00011941 | 0.0001119 | 0.00012443 | 0.00012256 | 0.00011455 | 0.0021795 | 0.0021075 | 0.0019949 | 0.0018644 | 0.0017758 | 0.0016607 | 0.0015663 | 0.0014638 | 0.0013717 | 0.0012783 | 0.0011947 | 0.0011416 | 0.0010698 | 0.001068 | 0.00099815 | 0.00093285
TAS1 | Grid Battery | 0 | 0.00030462 | 0.0003408 | 0.0016775 | 0.0015824 | 0.0014903 | 0.0016481 | 0.0015481 | 0.0014477 | 0.0013581 | 0.0012679 | 0.0011905 | 0.0011176 | 0.0015458 | 0.0014484 | 0.0016197 | 0.0015208 | 0.001434 | 0.0013704 | 0.0012852 | 0.0012373 | 0.0011648 | 0.0010962 | 0.0012736 | 0.0012003
TAS1 | PHES | 0 | 0 | 0.00062878 | 0.0034985 | 0.0033205 | 0.00312 | 0.0029844 | 0.002794 | 0.0026112 | 0.0024561 | 0.0022889 | 0.0021392 | 0.0019992 | 0.0018815 | 0.0017535 | 0.00166 | 0.0015514 | 0.0014607 | 0.0013761 | 0.0012861 | 0.0012056 | 0.0011297 | 0.0010528 | 0.0009868 | 0.00092225
TAS1 | VPP | 0 | 0 | 0 | 0 | 0 | 0 | 0 | 0 | 0 | 0 | 0 | 0 | 0 | 0 | 0 | 0 | 0 | 0 | 0 | 0 | 0 | 0 | 0 | 0 | 0
Total |  | 0 | 16029.5565 | 22527.531 | 28279.8113 | 30055.7315 | 31457.4956 | 33138.2383 | 34497.6644 | 35179.6125 | 35140.4317 | 34650.7639 | 34440.9349 | 33941.9955 | 33382.8629 | 34097.9064 | 32305.27 | 30191.8411 | 28447.7903 | 26933.2105 | 25171.2248 | 25138.9749 | 23944.0762 | 22409.2839 | 22013.9585 | 20573.793

## ML1_Fuel Cost
Fuel cost by technology ($000s) - ML1, Accelerated Transition Scenario
Fuel | Real June 2025 dollars discounted to 1 July 2025
Explicitly modelled generation
Region | Technology | 2026-27 | 2027-28 | 2028-29 | 2029-30 | 2030-31 | 2031-32 | 2032-33 | 2033-34 | 2034-35 | 2035-36 | 2036-37 | 2037-38 | 2038-39 | 2039-40 | 2040-41 | 2041-42 | 2042-43 | 2043-44 | 2044-45 | 2045-46 | 2046-47 | 2047-48 | 2048-49 | 2049-50 | 2050-51
NEM | Black Coal | 2285949.824 | 1485368.858 | 376946.8767 | 71640.7442 | 64277.9026 | 58666.178 | 49983.1698 | 48588.0212 | 46546.265 | 33409.3927 | 34253.3725 | 0.00041387 | 0.00039693 | 0.00036794 | 0.00022117 | 0.00022196 | 0.00019797 | 0.00015269 | 0.0001224 | 8.9023e-05 | 6.7449e-05 | 6.2053e-05 | 5.5673e-05 | 5.376e-05 | 6.7106e-05
NEM | Brown Coal | 185408.864 | 152786.795 | 20460.6123 | 16773.7281 | 0.00011635 | 0.00010853 | 9.3793e-05 | 8.0068e-05 | 6.8856e-05 | 2.3094e-05 | 2.0708e-05 | 1.8936e-05 | 1.7577e-05 | 1.6797e-05 | 1.5935e-05 | 1.437e-05 | 1.3703e-05 | 1.2806e-05 | 1.1505e-05 | 1.0891e-05 | 1.0119e-05 | 0 | 0 | 0 | 0
NEM | CCGT | 1075066.108 | 915227.4943 | 1043176.8677 | 825396.3203 | 715906.4633 | 605491.5272 | 628234.2972 | 587913.9876 | 534232.509 | 436150.9561 | 369643.5909 | 322987.6609 | 290975.2352 | 255961.1125 | 230624.6769 | 193397.3052 | 182278.2064 | 148677.5187 | 124343.482 | 92794.6424 | 82938.4631 | 66312.487 | 70268.367 | 62176.5949 | 44203.335
NEM | Gas - Steam | 133180.5085 | 54955.2855 | 87053.7446 | 33940.0056 | 35468.672 | 20346.415 | 19605.1392 | 3239.4655 | 20003.6979 | 4336.677 | 3372.6621 | 5516.6241 | 739.151 | 682.6073 | 628.9889 | 606.7419 | 614.2203 | 547.0182 | 467.4064 | 416.1513 | 393.1553 | 389.0498 | 337.0853 | 314.6003 | 0
NEM | OCGT / Diesel | 1574804.9357 | 985190.3215 | 1702837.723 | 1228028.8215 | 1125534.6446 | 994476.191 | 947936.8321 | 636795.6102 | 1031396.267 | 548476.8599 | 574203.2669 | 731663.722 | 691502.3615 | 723212.7706 | 607626.9434 | 485103.6848 | 230531.43 | 550573.8054 | 274838.4061 | 354852.0718 | 333995.4547 | 196933.2765 | 316794.0185 | 187495.6375 | 339315.5807
NEM | Hydro | 0 | 0 | 0 | 0 | 0 | 0 | 0 | 0 | 0 | 0 | 0 | 0 | 0 | 0 | 0 | 0 | 0 | 0 | 0 | 0 | 0 | 0 | 0 | 0 | 0
NEM | Hydrogen Electrolyser | 0 | 0 | 0 | 0 | 0 | 0 | 0 | 0 | 0 | 0 | 0 | 0 | 0 | 0 | 0 | 0 | 0 | 0 | 0 | 0 | 0 | 0 | 0 | 0 | 0
NEM | Wind | 0 | 0 | 0 | 0 | 0 | 0 | 0 | 0 | 0 | 0 | 0 | 0 | 0 | 0 | 0 | 0 | 0 | 0 | 0 | 0 | 0 | 0 | 0 | 0 | 0
NEM | Solar PV | 0 | 0 | 0 | 0 | 0 | 0 | 0 | 0 | 0 | 0 | 0 | 0 | 0 | 0 | 0 | 0 | 0 | 0 | 0 | 0 | 0 | 0 | 0 | 0 | 0
NEM | Grid Battery | 0 | 0 | 0 | 0 | 0 | 0 | 0 | 0 | 0 | 0 | 0 | 0 | 0 | 0 | 0 | 0 | 0 | 0 | 0 | 0 | 0 | 0 | 0 | 0 | 0
NEM | PHES | 0 | 0 | 0 | 0 | 0 | 0 | 0 | 0 | 0 | 0 | 0 | 0 | 0 | 0 | 0 | 0 | 0 | 0 | 0 | 0 | 0 | 0 | 0 | 0 | 0
NEM | VPP | 0 | 0 | 0 | 0 | 0 | 0 | 0 | 0 | 0 | 0 | 0 | 0 | 0 | 0 | 0 | 0 | 0 | 0 | 0 | 0 | 0 | 0 | 0 | 0 | 0
Total |  | 5254410.2402 | 3593528.7543 | 3230475.8243 | 2175779.6198 | 1941187.6826 | 1678980.3113 | 1645759.4384 | 1276537.0846 | 1632178.739 | 1022373.8857 | 981472.8925 | 1060168.0074 | 983216.7481 | 979856.4909 | 838880.6094 | 679107.7321 | 413423.8569 | 699798.3425 | 399649.2946 | 448062.8655 | 417327.0731 | 263634.8134 | 387399.4708 | 249986.8328 | 383518.9158
Region | Technology | 2026-27 | 2027-28 | 2028-29 | 2029-30 | 2030-31 | 2031-32 | 2032-33 | 2033-34 | 2034-35 | 2035-36 | 2036-37 | 2037-38 | 2038-39 | 2039-40 | 2040-41 | 2041-42 | 2042-43 | 2043-44 | 2044-45 | 2045-46 | 2046-47 | 2047-48 | 2048-49 | 2049-50 | 2050-51
NSW1 | Black Coal | 1293970.256 | 700815.28 | 222857.6929 | 0.0011362 | 0.00085643 | 0.00072408 | 0.0006618 | 0.00014268 | 0.00013342 | 0.00011875 | 9.0058e-05 | 9.7979e-05 | 8.7113e-05 | 7.8714e-05 | 0 | 0 | 0 | 0 | 0 | 0 | 0 | 0 | 0 | 0 | 0
NSW1 | Brown Coal | 0 | 0 | 0 | 0 | 0 | 0 | 0 | 0 | 0 | 0 | 0 | 0 | 0 | 0 | 0 | 0 | 0 | 0 | 0 | 0 | 0 | 0 | 0 | 0 | 0
NSW1 | CCGT | 410958.816 | 330226.6728 | 331387.4251 | 293006.945 | 222803.121 | 179879.2329 | 210232.5769 | 208812.3689 | 157685.7208 | 166970.3567 | 148370.7847 | 146967.3767 | 131299.5646 | 121814.2806 | 116718.2245 | 101281.0165 | 95795.4244 | 64709.0004 | 60649.3644 | 54822.7523 | 54998.0243 | 41630.9923 | 45956.5563 | 42141.0002 | 44203.3327
NSW1 | Gas - Steam | 0 | 0 | 0 | 0 | 0 | 0 | 0 | 0 | 0 | 0 | 0 | 0 | 0 | 0 | 0 | 0 | 0 | 0 | 0 | 0 | 0 | 0 | 0 | 0 | 0
NSW1 | OCGT / Diesel | 650931.9849 | 521424.381 | 729848.4418 | 506747.8599 | 430599.7393 | 453245.4455 | 354300.2609 | 261508.4492 | 371792.4473 | 258301.301 | 248900.2822 | 322707.3528 | 360059.5409 | 329083.3756 | 308134.2042 | 199055.3393 | 124775.2857 | 265323.1456 | 129868.3137 | 163327.4906 | 142352.6287 | 108382.5839 | 131146.3614 | 111296.3769 | 145647.0345
NSW1 | Hydro | 0 | 0 | 0 | 0 | 0 | 0 | 0 | 0 | 0 | 0 | 0 | 0 | 0 | 0 | 0 | 0 | 0 | 0 | 0 | 0 | 0 | 0 | 0 | 0 | 0
NSW1 | Hydrogen Electrolyser | 0 | 0 | 0 | 0 | 0 | 0 | 0 | 0 | 0 | 0 | 0 | 0 | 0 | 0 | 0 | 0 | 0 | 0 | 0 | 0 | 0 | 0 | 0 | 0 | 0
NSW1 | Wind | 0 | 0 | 0 | 0 | 0 | 0 | 0 | 0 | 0 | 0 | 0 | 0 | 0 | 0 | 0 | 0 | 0 | 0 | 0 | 0 | 0 | 0 | 0 | 0 | 0
NSW1 | Solar PV | 0 | 0 | 0 | 0 | 0 | 0 | 0 | 0 | 0 | 0 | 0 | 0 | 0 | 0 | 0 | 0 | 0 | 0 | 0 | 0 | 0 | 0 | 0 | 0 | 0
NSW1 | Grid Battery | 0 | 0 | 0 | 0 | 0 | 0 | 0 | 0 | 0 | 0 | 0 | 0 | 0 | 0 | 0 | 0 | 0 | 0 | 0 | 0 | 0 | 0 | 0 | 0 | 0
NSW1 | PHES | 0 | 0 | 0 | 0 | 0 | 0 | 0 | 0 | 0 | 0 | 0 | 0 | 0 | 0 | 0 | 0 | 0 | 0 | 0 | 0 | 0 | 0 | 0 | 0 | 0
NSW1 | VPP | 0 | 0 | 0 | 0 | 0 | 0 | 0 | 0 | 0 | 0 | 0 | 0 | 0 | 0 | 0 | 0 | 0 | 0 | 0 | 0 | 0 | 0 | 0 | 0 | 0
Total |  | 2355861.0569 | 1552466.3338 | 1284093.5599 | 799754.8061 | 653402.8611 | 633124.6791 | 564532.8384 | 470320.8182 | 529478.1683 | 425271.6578 | 397271.067 | 469674.7295 | 491359.1056 | 450897.6563 | 424852.4287 | 300336.3558 | 220570.7101 | 330032.146 | 190517.6781 | 218150.2429 | 197350.6529 | 150013.5762 | 177102.9177 | 153437.3772 | 189850.3672
Region | Technology | 2026-27 | 2027-28 | 2028-29 | 2029-30 | 2030-31 | 2031-32 | 2032-33 | 2033-34 | 2034-35 | 2035-36 | 2036-37 | 2037-38 | 2038-39 | 2039-40 | 2040-41 | 2041-42 | 2042-43 | 2043-44 | 2044-45 | 2045-46 | 2046-47 | 2047-48 | 2048-49 | 2049-50 | 2050-51
QLD1 | Black Coal | 991979.568 | 784553.578 | 154089.1838 | 71640.7431 | 64277.9018 | 58666.1773 | 49983.1691 | 48588.0211 | 46546.2649 | 33409.3926 | 34253.3724 | 0.0003159 | 0.00030982 | 0.00028922 | 0.00022117 | 0.00022196 | 0.00019797 | 0.00015269 | 0.0001224 | 8.9023e-05 | 6.7449e-05 | 6.2053e-05 | 5.5673e-05 | 5.376e-05 | 6.7106e-05
QLD1 | Brown Coal | 0 | 0 | 0 | 0 | 0 | 0 | 0 | 0 | 0 | 0 | 0 | 0 | 0 | 0 | 0 | 0 | 0 | 0 | 0 | 0 | 0 | 0 | 0 | 0 | 0
QLD1 | CCGT | 502229.872 | 415446.4704 | 563482.3212 | 417262.238 | 368021.981 | 324061.2289 | 317710.4389 | 278344.6093 | 278557.1068 | 206929.6302 | 162639.3732 | 176020.2832 | 159675.6696 | 134146.831 | 113906.4515 | 92116.288 | 86482.7812 | 83968.5176 | 63694.117 | 37971.8895 | 27940.4383 | 24681.4943 | 24311.8103 | 20035.5942 | 0.00063055
QLD1 | Gas - Steam | 2271.4125 | 1792.2095 | 1967.1366 | 1864.2436 | 1664.832 | 1412.641 | 1309.6332 | 1244.4775 | 1151.1919 | 880.6125 | 904.8661 | 891.2946 | 739.1509 | 682.6073 | 628.9889 | 606.7419 | 614.2203 | 547.0182 | 467.4064 | 416.1513 | 393.1553 | 389.0498 | 337.0853 | 314.6003 | 0
QLD1 | OCGT / Diesel | 365487.7948 | 68128.2089 | 276511.9163 | 281513.879 | 245936.337 | 212178.8357 | 129089.7191 | 91130.3752 | 164715.1794 | 70010.6497 | 112849.3128 | 102832.0789 | 105185.5179 | 116861.4564 | 83129.6243 | 55068.4725 | 29972.5457 | 63571.7903 | 36354.5258 | 76943.9281 | 33295.1494 | 24123.7775 | 46598.6829 | 5911.6443 | 33871.8539
QLD1 | Hydro | 0 | 0 | 0 | 0 | 0 | 0 | 0 | 0 | 0 | 0 | 0 | 0 | 0 | 0 | 0 | 0 | 0 | 0 | 0 | 0 | 0 | 0 | 0 | 0 | 0
QLD1 | Hydrogen Electrolyser | 0 | 0 | 0 | 0 | 0 | 0 | 0 | 0 | 0 | 0 | 0 | 0 | 0 | 0 | 0 | 0 | 0 | 0 | 0 | 0 | 0 | 0 | 0 | 0 | 0
QLD1 | Wind | 0 | 0 | 0 | 0 | 0 | 0 | 0 | 0 | 0 | 0 | 0 | 0 | 0 | 0 | 0 | 0 | 0 | 0 | 0 | 0 | 0 | 0 | 0 | 0 | 0
QLD1 | Solar PV | 0 | 0 | 0 | 0 | 0 | 0 | 0 | 0 | 0 | 0 | 0 | 0 | 0 | 0 | 0 | 0 | 0 | 0 | 0 | 0 | 0 | 0 | 0 | 0 | 0
QLD1 | Grid Battery | 0 | 0 | 0 | 0 | 0 | 0 | 0 | 0 | 0 | 0 | 0 | 0 | 0 | 0 | 0 | 0 | 0 | 0 | 0 | 0 | 0 | 0 | 0 | 0 | 0
QLD1 | PHES | 0 | 0 | 0 | 0 | 0 | 0 | 0 | 0 | 0 | 0 | 0 | 0 | 0 | 0 | 0 | 0 | 0 | 0 | 0 | 0 | 0 | 0 | 0 | 0 | 0
QLD1 | VPP | 0 | 0 | 0 | 0 | 0 | 0 | 0 | 0 | 0 | 0 | 0 | 0 | 0 | 0 | 0 | 0 | 0 | 0 | 0 | 0 | 0 | 0 | 0 | 0 | 0
Total |  | 1861968.6473 | 1269920.4668 | 996050.5579 | 772281.1037 | 679901.0517 | 596318.8829 | 498092.9603 | 419307.4831 | 490969.743 | 311230.285 | 310646.9245 | 279743.657 | 265600.3387 | 251690.895 | 197665.065 | 147791.5025 | 117069.5474 | 148087.3263 | 100516.0494 | 115331.9689 | 61628.743 | 49194.3217 | 71247.5785 | 26261.8389 | 33871.8546
Region | Technology | 2026-27 | 2027-28 | 2028-29 | 2029-30 | 2030-31 | 2031-32 | 2032-33 | 2033-34 | 2034-35 | 2035-36 | 2036-37 | 2037-38 | 2038-39 | 2039-40 | 2040-41 | 2041-42 | 2042-43 | 2043-44 | 2044-45 | 2045-46 | 2046-47 | 2047-48 | 2048-49 | 2049-50 | 2050-51
VIC1 | Black Coal | 0 | 0 | 0 | 0 | 0 | 0 | 0 | 0 | 0 | 0 | 0 | 0 | 0 | 0 | 0 | 0 | 0 | 0 | 0 | 0 | 0 | 0 | 0 | 0 | 0
VIC1 | Brown Coal | 185408.864 | 152786.795 | 20460.6123 | 16773.7281 | 0.00011635 | 0.00010853 | 9.3793e-05 | 8.0068e-05 | 6.8856e-05 | 2.3094e-05 | 2.0708e-05 | 1.8936e-05 | 1.7577e-05 | 1.6797e-05 | 1.5935e-05 | 1.437e-05 | 1.3703e-05 | 1.2806e-05 | 1.1505e-05 | 1.0891e-05 | 1.0119e-05 | 0 | 0 | 0 | 0
VIC1 | CCGT | 0 | 0 | 0 | 0 | 0 | 0 | 0 | 0 | 0 | 0 | 0 | 0 | 0 | 0 | 0 | 0 | 0 | 0 | 0 | 0 | 0 | 0 | 0 | 0 | 0
VIC1 | Gas - Steam | 130909.096 | 53163.076 | 85086.608 | 32075.762 | 33803.84 | 18933.774 | 18295.506 | 1994.988 | 18852.506 | 3456.0645 | 2467.796 | 4625.3295 | 0.00012119 | 0 | 0 | 0 | 0 | 0 | 0 | 0 | 0 | 0 | 0 | 0 | 0
VIC1 | OCGT / Diesel | 348391.7094 | 243881.455 | 492229.3166 | 303601.7118 | 300435.2359 | 189731.256 | 350553.2795 | 200054.3459 | 380933.995 | 171440.3656 | 172203.864 | 250561.1467 | 169362.8936 | 227755.8097 | 178199.4708 | 190651.7849 | 57956.4629 | 182918.9192 | 97206.7669 | 102533.2477 | 148066.1378 | 59262.0395 | 125929.9194 | 63665.7096 | 131438.541
VIC1 | Hydro | 0 | 0 | 0 | 0 | 0 | 0 | 0 | 0 | 0 | 0 | 0 | 0 | 0 | 0 | 0 | 0 | 0 | 0 | 0 | 0 | 0 | 0 | 0 | 0 | 0
VIC1 | Hydrogen Electrolyser | 0 | 0 | 0 | 0 | 0 | 0 | 0 | 0 | 0 | 0 | 0 | 0 | 0 | 0 | 0 | 0 | 0 | 0 | 0 | 0 | 0 | 0 | 0 | 0 | 0
VIC1 | Wind | 0 | 0 | 0 | 0 | 0 | 0 | 0 | 0 | 0 | 0 | 0 | 0 | 0 | 0 | 0 | 0 | 0 | 0 | 0 | 0 | 0 | 0 | 0 | 0 | 0
VIC1 | Solar PV | 0 | 0 | 0 | 0 | 0 | 0 | 0 | 0 | 0 | 0 | 0 | 0 | 0 | 0 | 0 | 0 | 0 | 0 | 0 | 0 | 0 | 0 | 0 | 0 | 0
VIC1 | Grid Battery | 0 | 0 | 0 | 0 | 0 | 0 | 0 | 0 | 0 | 0 | 0 | 0 | 0 | 0 | 0 | 0 | 0 | 0 | 0 | 0 | 0 | 0 | 0 | 0 | 0
VIC1 | PHES | 0 | 0 | 0 | 0 | 0 | 0 | 0 | 0 | 0 | 0 | 0 | 0 | 0 | 0 | 0 | 0 | 0 | 0 | 0 | 0 | 0 | 0 | 0 | 0 | 0
VIC1 | VPP | 0 | 0 | 0 | 0 | 0 | 0 | 0 | 0 | 0 | 0 | 0 | 0 | 0 | 0 | 0 | 0 | 0 | 0 | 0 | 0 | 0 | 0 | 0 | 0 | 0
Total |  | 664709.6694 | 449831.3261 | 597776.5369 | 352451.2019 | 334239.076 | 208665.0301 | 368848.7856 | 202049.3339 | 399786.501 | 174896.4302 | 174671.66 | 255186.4762 | 169362.8938 | 227755.8098 | 178199.4708 | 190651.7849 | 57956.4629 | 182918.9192 | 97206.7669 | 102533.2478 | 148066.1378 | 59262.0395 | 125929.9194 | 63665.7096 | 131438.541
Region | Technology | 2026-27 | 2027-28 | 2028-29 | 2029-30 | 2030-31 | 2031-32 | 2032-33 | 2033-34 | 2034-35 | 2035-36 | 2036-37 | 2037-38 | 2038-39 | 2039-40 | 2040-41 | 2041-42 | 2042-43 | 2043-44 | 2044-45 | 2045-46 | 2046-47 | 2047-48 | 2048-49 | 2049-50 | 2050-51
SA1 | Black Coal | 0 | 0 | 0 | 0 | 0 | 0 | 0 | 0 | 0 | 0 | 0 | 0 | 0 | 0 | 0 | 0 | 0 | 0 | 0 | 0 | 0 | 0 | 0 | 0 | 0
SA1 | Brown Coal | 0 | 0 | 0 | 0 | 0 | 0 | 0 | 0 | 0 | 0 | 0 | 0 | 0 | 0 | 0 | 0 | 0 | 0 | 0 | 0 | 0 | 0 | 0 | 0 | 0
SA1 | CCGT | 161877.42 | 169554.3507 | 148307.1211 | 115127.1369 | 125081.3609 | 101551.0649 | 100291.2809 | 100757.0089 | 97989.6809 | 62250.9687 | 58633.4327 | 0.00068531 | 0.00062511 | 0.00057991 | 0.00052816 | 0.00049144 | 0.00045612 | 0.00042223 | 0.00037899 | 0.00034083 | 0.00032729 | 0.00030509 | 0.00028489 | 0.00026157 | 0.0011539
SA1 | Gas - Steam | 0 | 0 | 0 | 0 | 0 | 0 | 0 | 0 | 0 | 0 | 0 | 0 | 0 | 0 | 0 | 0 | 0 | 0 | 0 | 0 | 0 | 0 | 0 | 0 | 0
SA1 | OCGT / Diesel | 204395.2207 | 151756.2759 | 203487.1128 | 135493.2229 | 137893.4363 | 131861.2117 | 107895.0247 | 80672.9741 | 110513.9011 | 46421.5868 | 38366.3368 | 51928.3574 | 55286.4212 | 47427.9429 | 37588.187 | 39185.6055 | 17695.1403 | 36979.7437 | 10508.7236 | 11644.2042 | 9929.1601 | 5065.1025 | 12227.8125 | 6441.0412 | 28358.1507
SA1 | Hydro | 0 | 0 | 0 | 0 | 0 | 0 | 0 | 0 | 0 | 0 | 0 | 0 | 0 | 0 | 0 | 0 | 0 | 0 | 0 | 0 | 0 | 0 | 0 | 0 | 0
SA1 | Hydrogen Electrolyser | 0 | 0 | 0 | 0 | 0 | 0 | 0 | 0 | 0 | 0 | 0 | 0 | 0 | 0 | 0 | 0 | 0 | 0 | 0 | 0 | 0 | 0 | 0 | 0 | 0
SA1 | Wind | 0 | 0 | 0 | 0 | 0 | 0 | 0 | 0 | 0 | 0 | 0 | 0 | 0 | 0 | 0 | 0 | 0 | 0 | 0 | 0 | 0 | 0 | 0 | 0 | 0
SA1 | Solar PV | 0 | 0 | 0 | 0 | 0 | 0 | 0 | 0 | 0 | 0 | 0 | 0 | 0 | 0 | 0 | 0 | 0 | 0 | 0 | 0 | 0 | 0 | 0 | 0 | 0
SA1 | Grid Battery | 0 | 0 | 0 | 0 | 0 | 0 | 0 | 0 | 0 | 0 | 0 | 0 | 0 | 0 | 0 | 0 | 0 | 0 | 0 | 0 | 0 | 0 | 0 | 0 | 0
SA1 | PHES | 0 | 0 | 0 | 0 | 0 | 0 | 0 | 0 | 0 | 0 | 0 | 0 | 0 | 0 | 0 | 0 | 0 | 0 | 0 | 0 | 0 | 0 | 0 | 0 | 0
SA1 | VPP | 0 | 0 | 0 | 0 | 0 | 0 | 0 | 0 | 0 | 0 | 0 | 0 | 0 | 0 | 0 | 0 | 0 | 0 | 0 | 0 | 0 | 0 | 0 | 0 | 0
Total |  | 366272.6407 | 321310.6266 | 351794.2338 | 250620.3599 | 262974.7972 | 233412.2766 | 208186.3057 | 181429.983 | 208503.5819 | 108672.5555 | 96999.7695 | 51928.3581 | 55286.4218 | 47427.9435 | 37588.1875 | 39185.606 | 17695.1407 | 36979.7441 | 10508.724 | 11644.2045 | 9929.1605 | 5065.1028 | 12227.8128 | 6441.0415 | 28358.1518
Region | Technology | 2026-27 | 2027-28 | 2028-29 | 2029-30 | 2030-31 | 2031-32 | 2032-33 | 2033-34 | 2034-35 | 2035-36 | 2036-37 | 2037-38 | 2038-39 | 2039-40 | 2040-41 | 2041-42 | 2042-43 | 2043-44 | 2044-45 | 2045-46 | 2046-47 | 2047-48 | 2048-49 | 2049-50 | 2050-51
TAS1 | Black Coal | 0 | 0 | 0 | 0 | 0 | 0 | 0 | 0 | 0 | 0 | 0 | 0 | 0 | 0 | 0 | 0 | 0 | 0 | 0 | 0 | 0 | 0 | 0 | 0 | 0
TAS1 | Brown Coal | 0 | 0 | 0 | 0 | 0 | 0 | 0 | 0 | 0 | 0 | 0 | 0 | 0 | 0 | 0 | 0 | 0 | 0 | 0 | 0 | 0 | 0 | 0 | 0 | 0
TAS1 | CCGT | 0 | 0.000338 | 0.00032399 | 0.00034214 | 0.00042632 | 0.00045966 | 0.00052802 | 0.00050395 | 0.00047246 | 0.00042183 | 0.00039321 | 0.00038557 | 0.00035567 | 0.00035755 | 0.00032798 | 0.00030896 | 0.00028049 | 0.0002572 | 0.00023293 | 0.00021016 | 0.00020503 | 0.00018736 | 0.00020426 | 0.00018717 | 0.00054013
TAS1 | Gas - Steam | 0 | 0 | 0 | 0 | 0 | 0 | 0 | 0 | 0 | 0 | 0 | 0 | 0 | 0 | 0 | 0 | 0 | 0 | 0 | 0 | 0 | 0 | 0 | 0 | 0
TAS1 | OCGT / Diesel | 5598.226 | 0.00067924 | 760.9355 | 672.148 | 10669.8961 | 7459.4421 | 6098.5478 | 3429.4658 | 3440.7442 | 2302.9568 | 1883.4711 | 3634.7862 | 1607.9878 | 2084.1859 | 575.457 | 1142.4826 | 131.9954 | 1780.2066 | 900.0761 | 403.2012 | 352.3787 | 99.7731 | 891.2422 | 180.8654 | 0.00066909
TAS1 | Hydro | 0 | 0 | 0 | 0 | 0 | 0 | 0 | 0 | 0 | 0 | 0 | 0 | 0 | 0 | 0 | 0 | 0 | 0 | 0 | 0 | 0 | 0 | 0 | 0 | 0
TAS1 | Hydrogen Electrolyser | 0 | 0 | 0 | 0 | 0 | 0 | 0 | 0 | 0 | 0 | 0 | 0 | 0 | 0 | 0 | 0 | 0 | 0 | 0 | 0 | 0 | 0 | 0 | 0 | 0
TAS1 | Wind | 0 | 0 | 0 | 0 | 0 | 0 | 0 | 0 | 0 | 0 | 0 | 0 | 0 | 0 | 0 | 0 | 0 | 0 | 0 | 0 | 0 | 0 | 0 | 0 | 0
TAS1 | Solar PV | 0 | 0 | 0 | 0 | 0 | 0 | 0 | 0 | 0 | 0 | 0 | 0 | 0 | 0 | 0 | 0 | 0 | 0 | 0 | 0 | 0 | 0 | 0 | 0 | 0
TAS1 | Grid Battery | 0 | 0 | 0 | 0 | 0 | 0 | 0 | 0 | 0 | 0 | 0 | 0 | 0 | 0 | 0 | 0 | 0 | 0 | 0 | 0 | 0 | 0 | 0 | 0 | 0
TAS1 | PHES | 0 | 0 | 0 | 0 | 0 | 0 | 0 | 0 | 0 | 0 | 0 | 0 | 0 | 0 | 0 | 0 | 0 | 0 | 0 | 0 | 0 | 0 | 0 | 0 | 0
TAS1 | VPP | 0 | 0 | 0 | 0 | 0 | 0 | 0 | 0 | 0 | 0 | 0 | 0 | 0 | 0 | 0 | 0 | 0 | 0 | 0 | 0 | 0 | 0 | 0 | 0 | 0
Total |  | 5598.226 | 0.0010172 | 760.9358 | 672.1483 | 10669.8965 | 7459.4426 | 6098.5484 | 3429.4663 | 3440.7447 | 2302.9573 | 1883.4715 | 3634.7866 | 1607.9882 | 2084.1863 | 575.4574 | 1142.4829 | 131.9957 | 1780.2069 | 900.0763 | 403.2014 | 352.3789 | 99.7733 | 891.2424 | 180.8656 | 0.0012092

## ML1_Build Cost
New generation build cost (CAPEX) by technology ($000s) - ML1, Accelerated Transition Scenario
CAPEX | Real June 2025 dollars discounted to 1 July 2025. The total capital costs are annualised for modelling purposes. Build costs do not include capital costs of existing, committed and anticipated generators and transmission projects since there will be no difference in these costs between the Base Case and option case.
Explicitly modelled generation
Region | Technology | 2026-27 | 2027-28 | 2028-29 | 2029-30 | 2030-31 | 2031-32 | 2032-33 | 2033-34 | 2034-35 | 2035-36 | 2036-37 | 2037-38 | 2038-39 | 2039-40 | 2040-41 | 2041-42 | 2042-43 | 2043-44 | 2044-45 | 2045-46 | 2046-47 | 2047-48 | 2048-49 | 2049-50 | 2050-51
NEM | Black Coal | 0 | 0 | 0 | 0 | 0 | 0 | 0 | 0 | 0 | 0 | 0 | 0 | 0 | 0 | 0 | 0 | 0 | 0 | 0 | 0 | 0 | 0 | 0 | 0 | 0
NEM | Brown Coal | 0 | 0 | 0 | 0 | 0 | 0 | 0 | 0 | 0 | 0 | 0 | 0 | 0 | 0 | 0 | 0 | 0 | 0 | 0 | 0 | 0 | 0 | 0 | 0 | 0
NEM | CCGT | 0 | 0.0017878 | 0.0026358 | 0.0024913 | 0.0023845 | 0.0022599 | 0.0022035 | 0.0020594 | 0.0019246 | 0.0018035 | 0.0016807 | 0.0015708 | 0.001468 | 0.0013875 | 0.0012931 | 0.0012085 | 0.0011294 | 0.0010583 | 0.00098631 | 0.00092178 | 0.00086148 | 0.00080725 | 0.00076953 | 0.00071919 | 0.002069
NEM | Gas - Steam | 0 | 0 | 0 | 0 | 0 | 0 | 0 | 0 | 0 | 0 | 0 | 0 | 0 | 0 | 0 | 0 | 0 | 0 | 0 | 0 | 0 | 0 | 0 | 0 | 0
NEM | OCGT / Diesel | 0 | 0.0019464 | 22289.9502 | 20831.7292 | 32917.2837 | 30845.2431 | 82652.2822 | 77245.1236 | 108257.7901 | 175436.8651 | 163496.5556 | 195415.3939 | 182631.2092 | 171135.1367 | 159487.6047 | 149053.8363 | 139302.6508 | 215038.7785 | 200403.1456 | 187292.6594 | 193562.8534 | 181378.6675 | 184880.6945 | 172785.6958 | 186781.8688
NEM | Hydro | 0 | 0 | 0 | 0 | 0 | 0 | 0 | 0 | 0 | 0 | 0 | 0 | 0 | 0 | 0 | 0 | 0 | 0 | 0 | 0 | 0 | 0 | 0 | 0 | 0
NEM | Hydrogen Electrolyser | 0 | 0 | 0 | 0 | 205043.5654 | 247166.0244 | 391247.0691 | 541372.8046 | 717132.692 | 757963.5116 | 786616.2256 | 823958.5486 | 838479.1655 | 846489.8717 | 809472.1963 | 749377.9873 | 688952.7103 | 601122.4885 | 495775.9221 | 425379.0561 | 467801.0137 | 427414.8178 | 378561.5268 | 363073.6093 | 275917.5957
NEM | Wind | 0 | 1800467.4152 | 4107090.2287 | 4058390.0376 | 4108335.4274 | 4051673.8342 | 4539462.5056 | 5227396.2109 | 5137286.2171 | 5001481.1137 | 4938111.6273 | 5079784.1204 | 4965496.8052 | 4931486.6712 | 4598006.0088 | 4807535.9478 | 4732284.7003 | 4516266.3689 | 4287249.6033 | 4017794.4543 | 4081581.5297 | 4105462.179 | 3870994.606 | 3617751.9672 | 3381076.604
NEM | Solar PV | 0 | 0.008013 | 529543.0071 | 1247415.8777 | 1290020.4161 | 1208817.6015 | 1129976.4709 | 1120081.9153 | 1311904.1149 | 1303599.9352 | 1337108.6939 | 1902727.257 | 1808241.5641 | 1828548.6341 | 1771899.8394 | 1760879.7704 | 1757186.6655 | 1893495.7892 | 1769781.6563 | 1654001.5476 | 1923109.4396 | 1924946.6411 | 1833767.8767 | 1713801.7534 | 1601683.8813
NEM | Grid Battery | 0 | 25107.1293 | 677576.9622 | 968176.0349 | 920997.9168 | 863023.9325 | 826312.3885 | 772254.5687 | 801200.4966 | 750767.3912 | 699669.8355 | 780178.0785 | 729138.391 | 689739.3126 | 642795.3545 | 600743.3244 | 561442.3593 | 526101.2909 | 490294.6083 | 458219.26 | 522310.0331 | 482950.0773 | 340049.2556 | 231331.8437 | 212025.673
NEM | PHES | 0 | 0 | 0.006012 | 0.013022 | 0.014691 | 0.013856 | 0.014041 | 0.013784 | 0.012883 | 0.012171 | 0.011342 | 0.010807 | 0.0101 | 0.0096446 | 0.0089882 | 0.0086796 | 0.0082059 | 0.0079577 | 0.0080557 | 0.0075287 | 0.0072201 | 0.0067927 | 0.0067345 | 0.0063269 | 0.0059372
NEM | VPP | 0 | 0 | 0 | 0 | 0 | 0 | 0 | 0 | 0 | 0 | 0 | 0 | 0 | 0 | 0 | 0 | 0 | 0 | 0 | 0 | 0 | 0 | 0 | 0 | 0
Total |  | 0 | 1825574.5563 | 5336500.1568 | 6294813.6948 | 6557314.6265 | 6401526.6517 | 6969650.7325 | 7738350.6389 | 8075781.3255 | 7989248.8307 | 7925002.9508 | 8782063.4108 | 8523987.1466 | 8467399.6373 | 7981661.014 | 8067590.8761 | 7879169.0956 | 7752024.7249 | 7243504.9447 | 6742686.9858 | 7188364.8775 | 7122152.3903 | 6608253.9671 | 6098744.8765 | 5657485.6307
Region | Technology | 2026-27 | 2027-28 | 2028-29 | 2029-30 | 2030-31 | 2031-32 | 2032-33 | 2033-34 | 2034-35 | 2035-36 | 2036-37 | 2037-38 | 2038-39 | 2039-40 | 2040-41 | 2041-42 | 2042-43 | 2043-44 | 2044-45 | 2045-46 | 2046-47 | 2047-48 | 2048-49 | 2049-50 | 2050-51
NSW1 | Black Coal | 0 | 0 | 0 | 0 | 0 | 0 | 0 | 0 | 0 | 0 | 0 | 0 | 0 | 0 | 0 | 0 | 0 | 0 | 0 | 0 | 0 | 0 | 0 | 0 | 0
NSW1 | Brown Coal | 0 | 0 | 0 | 0 | 0 | 0 | 0 | 0 | 0 | 0 | 0 | 0 | 0 | 0 | 0 | 0 | 0 | 0 | 0 | 0 | 0 | 0 | 0 | 0 | 0
NSW1 | CCGT | 0 | 0.00061376 | 0.00079056 | 0.00073884 | 0.0006905 | 0.00064704 | 0.000603 | 0.00056355 | 0.00052668 | 0.00049353 | 0.00045994 | 0.00042985 | 0.00040173 | 0.00037644 | 0.00035082 | 0.00032787 | 0.00030642 | 0.00028713 | 0.00026759 | 0.00025008 | 0.00023372 | 0.00021901 | 0.00020411 | 0.00019075 | 0.00048546
NSW1 | Gas - Steam | 0 | 0 | 0 | 0 | 0 | 0 | 0 | 0 | 0 | 0 | 0 | 0 | 0 | 0 | 0 | 0 | 0 | 0 | 0 | 0 | 0 | 0 | 0 | 0 | 0
NSW1 | OCGT / Diesel | 0 | 0.00045008 | 0.0011805 | 0.0011032 | 0.0010311 | 0.001722 | 0.010011 | 0.0093559 | 15921.6338 | 42228.8447 | 39354.7311 | 79394.997 | 74200.9318 | 69530.2115 | 64797.955 | 60558.8364 | 56597.0434 | 80066.3382 | 74616.9884 | 69735.5031 | 65173.3674 | 61070.9045 | 56914.3922 | 53191.0208 | 66266.9004
NSW1 | Hydro | 0 | 0 | 0 | 0 | 0 | 0 | 0 | 0 | 0 | 0 | 0 | 0 | 0 | 0 | 0 | 0 | 0 | 0 | 0 | 0 | 0 | 0 | 0 | 0 | 0
NSW1 | Hydrogen Electrolyser | 0 | 0 | 0 | 0 | 17669.9661 | 33642.9709 | 129252.2142 | 182120.0101 | 226982.013 | 245535.4385 | 259739.235 | 273449.4844 | 283255.9965 | 290583.1181 | 341211.9001 | 314147.8893 | 272639.5783 | 237399.1716 | 194380.5874 | 165022.6049 | 171073.7561 | 150841.7475 | 127959.5145 | 112711.8846 | 64998.6134
NSW1 | Wind | 0 | 301308.6902 | 1062751.1139 | 993225.3406 | 928247.9816 | 869817.6288 | 1032490.6879 | 1186607.2751 | 1108978.7616 | 1039171.9615 | 1078789.5235 | 1125534.8649 | 1077969.2564 | 1073200.9556 | 1002316.9001 | 1277579.4724 | 1256719.9561 | 1186030.7563 | 1105961.0874 | 1037144.514 | 1140255.6721 | 1126389.4261 | 1049726.8709 | 981053.1501 | 916872.1027
NSW1 | Solar PV | 0 | 0.0018307 | 102681.0916 | 730385.7856 | 682603.5378 | 639635.7459 | 596101.8583 | 563500.4275 | 643743.4653 | 603221.7954 | 601836.1717 | 754433.1271 | 731019.3636 | 718871.6323 | 737747.9377 | 689484.0537 | 707715.0312 | 788117.7775 | 734478.1381 | 686428.1663 | 669687.1948 | 692261.3676 | 645145.7573 | 602939.9599 | 563495.2895
NSW1 | Grid Battery | 0 | 16929.2466 | 127173.7165 | 192719.543 | 196272.2209 | 183917.4887 | 193426.2172 | 180772.1656 | 168945.9491 | 158311.3216 | 147536.5841 | 137884.6696 | 128864.1772 | 120752.5744 | 112534.1016 | 105172.0575 | 98291.6427 | 92104.4864 | 85835.815 | 80220.3879 | 74972.3251 | 65882.2619 | 32637.936 | 11432.1522 | 6511.9433
NSW1 | PHES | 0 | 0 | 0.0037222 | 0.0034787 | 0.0047557 | 0.0044563 | 0.0049053 | 0.0051955 | 0.0048556 | 0.00455 | 0.0042403 | 0.0041692 | 0.0038965 | 0.0037425 | 0.0034878 | 0.0033041 | 0.003182 | 0.0031728 | 0.0034299 | 0.0032055 | 0.0031389 | 0.0029685 | 0.0031705 | 0.0029631 | 0.0027934
NSW1 | VPP | 0 | 0 | 0 | 0 | 0 | 0 | 0 | 0 | 0 | 0 | 0 | 0 | 0 | 0 | 0 | 0 | 0 | 0 | 0 | 0 | 0 | 0 | 0 | 0 | 0
Total |  | 0 | 318237.9396 | 1292605.9276 | 1916330.6745 | 1824793.713 | 1727013.8411 | 1951270.9932 | 2112999.8934 | 2164571.8282 | 2088469.3667 | 2127256.2501 | 2370697.1476 | 2295309.7298 | 2272938.496 | 2258608.7983 | 2446942.313 | 2391963.2553 | 2383718.5335 | 2195272.62 | 2038551.1796 | 2121162.3189 | 2096445.7108 | 1912384.4744 | 1761328.1707 | 1618144.8525
Region | Technology | 2026-27 | 2027-28 | 2028-29 | 2029-30 | 2030-31 | 2031-32 | 2032-33 | 2033-34 | 2034-35 | 2035-36 | 2036-37 | 2037-38 | 2038-39 | 2039-40 | 2040-41 | 2041-42 | 2042-43 | 2043-44 | 2044-45 | 2045-46 | 2046-47 | 2047-48 | 2048-49 | 2049-50 | 2050-51
QLD1 | Black Coal | 0 | 0 | 0 | 0 | 0 | 0 | 0 | 0 | 0 | 0 | 0 | 0 | 0 | 0 | 0 | 0 | 0 | 0 | 0 | 0 | 0 | 0 | 0 | 0 | 0
QLD1 | Brown Coal | 0 | 0 | 0 | 0 | 0 | 0 | 0 | 0 | 0 | 0 | 0 | 0 | 0 | 0 | 0 | 0 | 0 | 0 | 0 | 0 | 0 | 0 | 0 | 0 | 0
QLD1 | CCGT | 0 | 0.00037069 | 0.00084247 | 0.00078736 | 0.00073585 | 0.00068953 | 0.0006426 | 0.00060056 | 0.00056127 | 0.00052594 | 0.00049014 | 0.00045808 | 0.00042811 | 0.00040116 | 0.00037386 | 0.0003494 | 0.00032654 | 0.00030599 | 0.00028516 | 0.00026651 | 0.00024907 | 0.00023339 | 0.00021751 | 0.00020328 | 0.00047717
QLD1 | Gas - Steam | 0 | 0 | 0 | 0 | 0 | 0 | 0 | 0 | 0 | 0 | 0 | 0 | 0 | 0 | 0 | 0 | 0 | 0 | 0 | 0 | 0 | 0 | 0 | 0 | 0
QLD1 | OCGT / Diesel | 0 | 0.00040541 | 0.00060149 | 0.00056214 | 13448.3784 | 12601.8444 | 11744.1574 | 10975.8481 | 10257.8019 | 9612.1049 | 8957.9008 | 8371.8701 | 7824.1777 | 7331.6698 | 6832.6731 | 6385.6758 | 5967.9213 | 5592.259 | 5211.6475 | 4870.6986 | 23075.0396 | 21622.5369 | 35997.6357 | 33642.6502 | 31441.7291
QLD1 | Hydro | 0 | 0 | 0 | 0 | 0 | 0 | 0 | 0 | 0 | 0 | 0 | 0 | 0 | 0 | 0 | 0 | 0 | 0 | 0 | 0 | 0 | 0 | 0 | 0 | 0
QLD1 | Hydrogen Electrolyser | 0 | 0 | 0 | 0 | 8363.436 | 11552.3729 | 17172.6518 | 61583.0586 | 98865.8621 | 110815.6904 | 106540.5994 | 127366.333 | 133527.4275 | 139089.7617 | 139522.12 | 128511.8222 | 133382.6314 | 111716.005 | 100328.9935 | 84556.6265 | 124620.7874 | 118856.7186 | 113448.0927 | 100268.8322 | 86519.703
QLD1 | Wind | 0 | 929821.4575 | 1307240.3299 | 1221719.9341 | 1164539.7546 | 1154559.3579 | 1243773.3187 | 1592398.6911 | 1594650.7449 | 1494272.3882 | 1392571.5584 | 1389309.1623 | 1304593.9444 | 1226906.1967 | 1143402.4264 | 1176814.3564 | 1171639.7707 | 1130359.1582 | 1085300.5281 | 1014299.5587 | 969514.2876 | 928645.5453 | 903559.5329 | 844448.1614 | 789203.8889
QLD1 | Solar PV | 0 | 0.0014925 | 256700.6413 | 337607.5576 | 328650.592 | 307963.0491 | 287002.9497 | 319328.0911 | 346862.1126 | 399304.339 | 454689.9347 | 744225.9644 | 699588.4011 | 755814.0875 | 704373.0514 | 658292.5712 | 661257.5057 | 655761.2475 | 616287.867 | 575969.9691 | 877702.2787 | 880448.5544 | 857136.8574 | 801062.4834 | 748656.5263
QLD1 | Grid Battery | 0 | 8177.8642 | 356418.5419 | 524967.3508 | 490623.6941 | 459740.4425 | 428450.3077 | 400420.8482 | 374225.0917 | 350668.7739 | 326802.1043 | 381884.3652 | 356901.2758 | 340933.3756 | 317729.3015 | 296943.2724 | 277517.077 | 260048.2311 | 242349.2353 | 226494.6123 | 305744.9417 | 284387.8828 | 233844.5298 | 169010.4253 | 157953.668
QLD1 | PHES | 0 | 0 | 0 | 0 | 0.00059654 | 0.00055899 | 0.00052094 | 0.00048686 | 0.00045501 | 0.00042637 | 0.00039735 | 0.00037136 | 0.00034706 | 0.00032522 | 0.00030308 | 0.00028325 | 0.00026472 | 0.00024806 | 0.00023118 | 0.00021605 | 0.00020192 | 0.00018921 | 0.00017633 | 0.0001648 | 0.00015401
QLD1 | VPP | 0 | 0 | 0 | 0 | 0 | 0 | 0 | 0 | 0 | 0 | 0 | 0 | 0 | 0 | 0 | 0 | 0 | 0 | 0 | 0 | 0 | 0 | 0 | 0 | 0
Total |  | 0 | 937999.3239 | 1920359.5145 | 2084294.8439 | 2005625.8565 | 1946417.0681 | 1988143.3864 | 2384706.5382 | 2424861.6142 | 2364673.2974 | 2289562.0987 | 2651157.6959 | 2502435.2272 | 2470075.092 | 2311859.5731 | 2266947.6987 | 2249764.9067 | 2163476.9015 | 2049478.2718 | 1906191.4657 | 2300657.3355 | 2233961.2383 | 2143986.6489 | 1948432.5528 | 1813775.5159
Region | Technology | 2026-27 | 2027-28 | 2028-29 | 2029-30 | 2030-31 | 2031-32 | 2032-33 | 2033-34 | 2034-35 | 2035-36 | 2036-37 | 2037-38 | 2038-39 | 2039-40 | 2040-41 | 2041-42 | 2042-43 | 2043-44 | 2044-45 | 2045-46 | 2046-47 | 2047-48 | 2048-49 | 2049-50 | 2050-51
VIC1 | Black Coal | 0 | 0 | 0 | 0 | 0 | 0 | 0 | 0 | 0 | 0 | 0 | 0 | 0 | 0 | 0 | 0 | 0 | 0 | 0 | 0 | 0 | 0 | 0 | 0 | 0
VIC1 | Brown Coal | 0 | 0 | 0 | 0 | 0 | 0 | 0 | 0 | 0 | 0 | 0 | 0 | 0 | 0 | 0 | 0 | 0 | 0 | 0 | 0 | 0 | 0 | 0 | 0 | 0
VIC1 | CCGT | 0 | 0 | 0 | 0 | 0 | 0 | 0 | 0 | 0 | 0 | 0 | 0 | 0 | 0 | 0 | 0 | 0 | 0 | 0 | 0 | 0 | 0 | 0 | 0 | 0
VIC1 | Gas - Steam | 0 | 0 | 0 | 0 | 0 | 0 | 0 | 0 | 0 | 0 | 0 | 0 | 0 | 0 | 0 | 0 | 0 | 0 | 0 | 0 | 0 | 0 | 0 | 0 | 0
VIC1 | OCGT / Diesel | 0 | 0.00047771 | 22289.9477 | 20831.7268 | 19468.9036 | 18243.3962 | 70908.1136 | 66269.2651 | 82078.3533 | 123595.9138 | 115183.922 | 107648.5252 | 100606.0983 | 94273.2541 | 87856.9753 | 82109.3227 | 76737.6847 | 129380.1797 | 120574.5083 | 112686.4563 | 105314.4451 | 98685.2249 | 91968.6655 | 85952.0238 | 80328.9942
VIC1 | Hydro | 0 | 0 | 0 | 0 | 0 | 0 | 0 | 0 | 0 | 0 | 0 | 0 | 0 | 0 | 0 | 0 | 0 | 0 | 0 | 0 | 0 | 0 | 0 | 0 | 0
VIC1 | Hydrogen Electrolyser | 0 | 0 | 0 | 0 | 12973.2252 | 40324.2578 | 81778.1946 | 134752.8326 | 191455.5166 | 212678.6638 | 242351.0665 | 253156.2364 | 260024.7193 | 263291.2792 | 255790.1447 | 238340.2926 | 215091.6779 | 184448.7581 | 151282.8891 | 124524.7481 | 106030.4567 | 85772.7841 | 68030.9949 | 73725.8807 | 60258.9531
VIC1 | Wind | 0 | 210224.4341 | 1301798.0838 | 1354032.3063 | 1387994.5909 | 1412582.159 | 1624106.6851 | 1785224.3121 | 1788811.0221 | 1844947.1972 | 1868665.8404 | 1943774.9069 | 1972438.4461 | 1976000.6924 | 1841513.2245 | 1775635.7363 | 1731230.4905 | 1663094.485 | 1555645.9679 | 1461357.8395 | 1446732.4173 | 1501285.597 | 1405217.4565 | 1313287.3422 | 1227371.3475
VIC1 | Solar PV | 0 | 0.0013564 | 14661.4081 | 34095.5564 | 142946.6805 | 133948.6269 | 125651.8825 | 121266.0859 | 119604.7613 | 112076.0097 | 104448.0677 | 132784.4315 | 124097.5995 | 116286.0376 | 108371.5593 | 188166.8771 | 177993.3171 | 190674.4643 | 177697.0771 | 166072.0347 | 158971.9553 | 148965.1599 | 141987.2157 | 132698.3324 | 124017.133
VIC1 | Grid Battery | 0 | 0.0097464 | 84589.8633 | 148250.9503 | 138552.2907 | 129830.8504 | 120994.5129 | 113078.9841 | 185148.5486 | 173494.0173 | 161685.9389 | 151108.3541 | 141222.7608 | 132333.2226 | 123326.5659 | 115258.4727 | 107718.1988 | 100937.6697 | 94067.8079 | 87913.8392 | 82162.4665 | 76990.5896 | 49911.2017 | 28781.2445 | 26898.3592
VIC1 | PHES | 0 | 0 | 0 | 0 | 0 | 0 | 0 | 0 | 0 | 0 | 0 | 0 | 0 | 0 | 0 | 0 | 0 | 0 | 0 | 0 | 0 | 0 | 0 | 0 | 0
VIC1 | VPP | 0 | 0 | 0 | 0 | 0 | 0 | 0 | 0 | 0 | 0 | 0 | 0 | 0 | 0 | 0 | 0 | 0 | 0 | 0 | 0 | 0 | 0 | 0 | 0 | 0
Total |  | 0 | 210224.4457 | 1423339.3029 | 1557210.5398 | 1701935.6908 | 1734929.2902 | 2023439.3887 | 2220591.4797 | 2367098.2018 | 2466791.8018 | 2492334.8356 | 2588472.4542 | 2598389.6241 | 2582184.486 | 2416858.4695 | 2399510.7015 | 2308771.3689 | 2268535.5568 | 2099268.2503 | 1952554.9177 | 1899211.7408 | 1911699.3555 | 1757115.5343 | 1634444.8235 | 1518874.787
Region | Technology | 2026-27 | 2027-28 | 2028-29 | 2029-30 | 2030-31 | 2031-32 | 2032-33 | 2033-34 | 2034-35 | 2035-36 | 2036-37 | 2037-38 | 2038-39 | 2039-40 | 2040-41 | 2041-42 | 2042-43 | 2043-44 | 2044-45 | 2045-46 | 2046-47 | 2047-48 | 2048-49 | 2049-50 | 2050-51
SA1 | Black Coal | 0 | 0 | 0 | 0 | 0 | 0 | 0 | 0 | 0 | 0 | 0 | 0 | 0 | 0 | 0 | 0 | 0 | 0 | 0 | 0 | 0 | 0 | 0 | 0 | 0
SA1 | Brown Coal | 0 | 0 | 0 | 0 | 0 | 0 | 0 | 0 | 0 | 0 | 0 | 0 | 0 | 0 | 0 | 0 | 0 | 0 | 0 | 0 | 0 | 0 | 0 | 0 | 0
SA1 | CCGT | 0 | 0.00055637 | 0.00077266 | 0.00072211 | 0.00067487 | 0.00063239 | 0.00064147 | 0.00059951 | 0.00056029 | 0.00052502 | 0.00048928 | 0.00045727 | 0.00042736 | 0.00040046 | 0.0003732 | 0.00034879 | 0.00032597 | 0.00030545 | 0.00028466 | 0.00026604 | 0.00024864 | 0.00023298 | 0.00021713 | 0.00020292 | 0.00077972
SA1 | Gas - Steam | 0 | 0 | 0 | 0 | 0 | 0 | 0 | 0 | 0 | 0 | 0 | 0 | 0 | 0 | 0 | 0 | 0 | 0 | 0 | 0 | 0 | 0 | 0 | 0 | 0
SA1 | OCGT / Diesel | 0 | 0.00030079 | 0.00040443 | 0.00037797 | 0.00035325 | 0.00043443 | 0.00059055 | 0.00055192 | 0.00051581 | 0.0010542 | 0.00098247 | 0.00094529 | 0.00088345 | 0.00082784 | 0.0007715 | 0.00072103 | 0.00067386 | 0.0008552 | 0.00079699 | 0.00074485 | 0.00069612 | 0.0006523 | 0.00060791 | 0.00056814 | 8744.2445
SA1 | Hydro | 0 | 0 | 0 | 0 | 0 | 0 | 0 | 0 | 0 | 0 | 0 | 0 | 0 | 0 | 0 | 0 | 0 | 0 | 0 | 0 | 0 | 0 | 0 | 0 | 0
SA1 | Hydrogen Electrolyser | 0 | 0 | 0 | 0 | 160446.4224 | 152237.8862 | 146255.4002 | 140544.8178 | 174746.5214 | 164671.0001 | 155293.3547 | 147519.303 | 140125.8328 | 133169.48 | 44602.5079 | 42234.4112 | 47481.2418 | 51284.2003 | 35136.7505 | 37971.0858 | 47814.473 | 54105.9903 | 52450.1341 | 57231.2163 | 52463.6407
SA1 | Wind | 0 | 164567.9673 | 160931.8524 | 150403.6005 | 281279.3024 | 263573.6497 | 287703.0419 | 312756.6156 | 297395.2611 | 278675.1447 | 259708.3931 | 288439.9458 | 284432.3718 | 336101.0022 | 313225.8215 | 299424.4797 | 312804.8541 | 293251.5927 | 313386.4269 | 292884.5111 | 326847.3481 | 363387.888 | 339379.5023 | 317177.1049 | 296427.2007
SA1 | Solar PV | 0 | 0.0024949 | 155499.8651 | 145326.9767 | 135819.6044 | 127270.1783 | 121219.7789 | 115987.3095 | 201693.7744 | 188997.772 | 176134.5013 | 271283.7165 | 253536.1836 | 237576.8612 | 221407.2765 | 224936.2546 | 210220.7986 | 258942.2879 | 241318.5629 | 225531.3671 | 216748.0008 | 203271.5498 | 189498.0368 | 177100.969 | 165514.9242
SA1 | Grid Battery | 0 | 0.0068428 | 109394.8384 | 102238.1813 | 95549.7021 | 89535.1425 | 83441.3417 | 77982.5623 | 72880.8994 | 68293.2711 | 63645.2013 | 109300.6833 | 102150.1713 | 95720.1325 | 89205.3785 | 83369.5142 | 77915.4339 | 73010.8971 | 68041.7438 | 63590.4148 | 59430.2942 | 55689.3383 | 23655.5837 | 22108.0186 | 20661.6996
SA1 | PHES | 0 | 0 | 0 | 0 | 0 | 0 | 0 | 0 | 0 | 0 | 0 | 0 | 0 | 0 | 0 | 0 | 0 | 0 | 0 | 0 | 0 | 0 | 0 | 0 | 0
SA1 | VPP | 0 | 0 | 0 | 0 | 0 | 0 | 0 | 0 | 0 | 0 | 0 | 0 | 0 | 0 | 0 | 0 | 0 | 0 | 0 | 0 | 0 | 0 | 0 | 0 | 0
Total |  | 0 | 164567.9775 | 425826.557 | 397968.7596 | 673095.0324 | 632616.8578 | 638619.5639 | 647271.3064 | 746716.4573 | 700637.1894 | 654781.4519 | 816543.65 | 780244.5608 | 802567.477 | 668440.9855 | 649964.6607 | 648422.3294 | 676488.9791 | 657883.4852 | 619977.3798 | 650840.117 | 676454.7674 | 604983.2578 | 573617.3095 | 543811.7105
Region | Technology | 2026-27 | 2027-28 | 2028-29 | 2029-30 | 2030-31 | 2031-32 | 2032-33 | 2033-34 | 2034-35 | 2035-36 | 2036-37 | 2037-38 | 2038-39 | 2039-40 | 2040-41 | 2041-42 | 2042-43 | 2043-44 | 2044-45 | 2045-46 | 2046-47 | 2047-48 | 2048-49 | 2049-50 | 2050-51
TAS1 | Black Coal | 0 | 0 | 0 | 0 | 0 | 0 | 0 | 0 | 0 | 0 | 0 | 0 | 0 | 0 | 0 | 0 | 0 | 0 | 0 | 0 | 0 | 0 | 0 | 0 | 0
TAS1 | Brown Coal | 0 | 0 | 0 | 0 | 0 | 0 | 0 | 0 | 0 | 0 | 0 | 0 | 0 | 0 | 0 | 0 | 0 | 0 | 0 | 0 | 0 | 0 | 0 | 0 | 0
TAS1 | CCGT | 0 | 0.00024695 | 0.00023014 | 0.00024299 | 0.00028328 | 0.00029096 | 0.00031645 | 0.00029575 | 0.0002764 | 0.000259 | 0.00024137 | 0.00022558 | 0.00021082 | 0.00020946 | 0.00019521 | 0.00018244 | 0.0001705 | 0.00015977 | 0.00014889 | 0.00013915 | 0.00013005 | 0.00012186 | 0.00013079 | 0.00012223 | 0.00032669
TAS1 | Gas - Steam | 0 | 0 | 0 | 0 | 0 | 0 | 0 | 0 | 0 | 0 | 0 | 0 | 0 | 0 | 0 | 0 | 0 | 0 | 0 | 0 | 0 | 0 | 0 | 0 | 0
TAS1 | OCGT / Diesel | 0 | 0.00031238 | 0.00029112 | 0.00028425 | 0.00030812 | 0.00041569 | 0.00061055 | 0.00057061 | 0.00055735 | 0.0006932 | 0.00064602 | 0.00060376 | 0.00056426 | 0.00054588 | 0.00050873 | 0.00070903 | 0.00066265 | 0.00073119 | 0.00068143 | 0.00063685 | 0.00059519 | 0.00055772 | 0.00051976 | 0.00048576 | 0.00051369
TAS1 | Hydro | 0 | 0 | 0 | 0 | 0 | 0 | 0 | 0 | 0 | 0 | 0 | 0 | 0 | 0 | 0 | 0 | 0 | 0 | 0 | 0 | 0 | 0 | 0 | 0 | 0
TAS1 | Hydrogen Electrolyser | 0 | 0 | 0 | 0 | 5590.5157 | 9408.5366 | 16788.6083 | 22372.0854 | 25082.7789 | 24262.7189 | 22691.9699 | 22467.1918 | 21545.1893 | 20356.2328 | 28345.5237 | 26143.572 | 20357.5809 | 16274.3535 | 14646.7016 | 13303.9909 | 18261.5405 | 17837.5774 | 16672.7905 | 19135.7956 | 11676.6855
TAS1 | Wind | 0 | 194544.866 | 274368.8487 | 339008.856 | 346273.7979 | 351141.0387 | 351388.7721 | 350409.317 | 347450.4274 | 344414.4221 | 338376.3118 | 332725.2404 | 326062.7864 | 319277.8242 | 297547.6364 | 278081.9031 | 259889.629 | 243530.3767 | 226955.5931 | 212108.0309 | 198231.8045 | 185753.7225 | 173111.2433 | 161786.2087 | 151202.0641
TAS1 | Solar PV | 0 | 0.0008386 | 0.0010924 | 0.0014652 | 0.001399 | 0.0013109 | 0.0014328 | 0.0014005 | 0.0013089 | 0.019062 | 0.018415 | 0.017443 | 0.016302 | 0.015541 | 0.014537 | 0.013716 | 0.012818 | 0.012012 | 0.011194 | 0.010462 | 0.01001 | 0.0093798 | 0.0094223 | 0.0088059 | 0.0082298
TAS1 | Grid Battery | 0 | 0.0020337 | 0.0022351 | 0.0094749 | 0.0089272 | 0.0084 | 0.0089495 | 0.0083989 | 0.0078537 | 0.0073667 | 0.0068751 | 0.0064499 | 0.0060489 | 0.0074653 | 0.0069871 | 0.0074405 | 0.0069806 | 0.0065754 | 0.0062676 | 0.0058749 | 0.0056384 | 0.0047801 | 0.0044091 | 0.0031695 | 0.0029813
TAS1 | PHES | 0 | 0 | 0.0022898 | 0.0095436 | 0.0093392 | 0.0088406 | 0.008615 | 0.008102 | 0.007572 | 0.0071943 | 0.0067047 | 0.0062661 | 0.0058561 | 0.0055769 | 0.0051973 | 0.0050922 | 0.0047591 | 0.0045368 | 0.0043947 | 0.0041072 | 0.0038793 | 0.0036351 | 0.0033877 | 0.0031991 | 0.0029898
TAS1 | VPP | 0 | 0 | 0 | 0 | 0 | 0 | 0 | 0 | 0 | 0 | 0 | 0 | 0 | 0 | 0 | 0 | 0 | 0 | 0 | 0 | 0 | 0 | 0 | 0 | 0
Total |  | 0 | 194544.8694 | 274368.8548 | 339008.8771 | 351864.3338 | 360549.5946 | 368177.4003 | 372781.4212 | 372533.2239 | 368677.1755 | 361068.3146 | 355192.4632 | 347608.0047 | 339634.0864 | 325893.1875 | 304225.5022 | 280247.2352 | 259804.7542 | 241602.3174 | 225412.043 | 216493.3653 | 203591.3183 | 189784.0517 | 180922.02 | 162878.7647

## ML1_Rehab Cost
Rehabilition cost by technology ($000s) - ML1, Accelerated Transition Scenario
Rehab | Real June 2025 dollars discounted to 1 July 2025
Explicitly modelled generation
Region | Technology | 2026-27 | 2027-28 | 2028-29 | 2029-30 | 2030-31 | 2031-32 | 2032-33 | 2033-34 | 2034-35 | 2035-36 | 2036-37 | 2037-38 | 2038-39 | 2039-40 | 2040-41 | 2041-42 | 2042-43 | 2043-44 | 2044-45 | 2045-46 | 2046-47 | 2047-48 | 2048-49 | 2049-50 | 2050-51
NEM | Black Coal | 0 | 0 | 960322.3366 | 250217.3891 | 8.4914e-06 | 0.0056814 | 3.3789e-05 | 0.00054859 | 0.00013462 | 4.0313e-06 | 6.3058e-06 | 0 | 0 | 0 | 6.7925e-06 | 7.0842e-07 | 0 | 0 | 0 | 0 | 0 | 0 | 0 | 0 | 0
NEM | Brown Coal | 0 | 51957.1248 | 217263.692 | 0.00030634 | 71796.3962 | 0 | 0 | 0 | 0 | 0 | 0 | 0 | 0 | 0 | 0 | 0 | 0 | 0 | 0 | 0 | 0 | 0 | 0 | 0 | 0
NEM | CCGT | 0 | 0 | 0 | 0 | 0 | 0 | 0 | 0 | 0 | 0 | 0 | 0 | 0 | 0 | 0 | 0 | 0 | 0 | 0 | 0 | 0 | 0 | 0 | 0 | 0
NEM | Gas - Steam | 0 | 0 | 0 | 0 | 0 | 0 | 0 | 0 | 0 | 0 | 0 | 0 | 0 | 0 | 0 | 0 | 0 | 0 | 0 | 0 | 0 | 0 | 0 | 0 | 0
NEM | OCGT / Diesel | 0 | 0 | 0 | 0 | 0 | 0 | 0 | 0 | 0 | 0 | 0 | 0 | 0 | 0 | 0 | 0 | 0 | 0 | 0 | 0 | 0 | 0 | 0 | 0 | 0
NEM | Hydro | 0 | 0 | 0 | 0 | 0 | 0 | 0 | 0 | 0 | 0 | 0 | 0 | 0 | 0 | 0 | 0 | 0 | 0 | 0 | 0 | 0 | 0 | 0 | 0 | 0
NEM | Hydrogen Electrolyser | 0 | 0 | 0 | 0 | 0 | 0 | 0 | 0 | 0 | 0 | 0 | 0 | 0 | 0 | 0 | 0 | 0 | 0 | 0 | 0 | 0 | 0 | 0 | 0 | 0
NEM | Wind | 0 | 0 | 0 | 0 | 0 | 0 | 0 | 0 | 0 | 0 | 0 | 0 | 0 | 0 | 0 | 0 | 0 | 0 | 0 | 0 | 0 | 0 | 0 | 0 | 0
NEM | Solar PV | 0 | 0 | 0 | 0 | 0 | 0 | 0 | 0 | 0 | 0 | 0 | 0 | 0 | 0 | 0 | 0 | 0 | 0 | 0 | 0 | 0 | 0 | 0 | 0 | 0
NEM | Grid Battery | 0 | 0 | 0 | 0 | 0 | 0 | 0 | 0 | 0 | 0 | 0 | 0 | 0 | 0 | 0 | 0 | 0 | 0 | 0 | 0 | 0 | 0 | 0 | 0 | 0
NEM | PHES | 0 | 0 | 0 | 0 | 0 | 0 | 0 | 0 | 0 | 0 | 0 | 0 | 0 | 0 | 0 | 0 | 0 | 0 | 0 | 0 | 0 | 0 | 0 | 0 | 0
NEM | VPP | 0 | 0 | 0 | 0 | 0 | 0 | 0 | 0 | 0 | 0 | 0 | 0 | 0 | 0 | 0 | 0 | 0 | 0 | 0 | 0 | 0 | 0 | 0 | 0 | 0
Total |  | 0 | 51957.1248 | 1177586.0286 | 250217.3894 | 71796.3962 | 0.0056814 | 3.3789e-05 | 0.00054859 | 0.00013462 | 4.0313e-06 | 6.3058e-06 | 0 | 0 | 0 | 6.7925e-06 | 7.0842e-07 | 0 | 0 | 0 | 0 | 0 | 0 | 0 | 0 | 0
Region | Technology | 2026-27 | 2027-28 | 2028-29 | 2029-30 | 2030-31 | 2031-32 | 2032-33 | 2033-34 | 2034-35 | 2035-36 | 2036-37 | 2037-38 | 2038-39 | 2039-40 | 2040-41 | 2041-42 | 2042-43 | 2043-44 | 2044-45 | 2045-46 | 2046-47 | 2047-48 | 2048-49 | 2049-50 | 2050-51
NSW1 | Black Coal | 0 | 0 | 244503.6369 | 129942.8035 | 6.1945e-06 | 1.0773e-05 | 2.0186e-05 | 1.5196e-05 | 0 | 0 | 0 | 0 | 0 | 0 | 0 | 0 | 0 | 0 | 0 | 0 | 0 | 0 | 0 | 0 | 0
NSW1 | Brown Coal | 0 | 0 | 0 | 0 | 0 | 0 | 0 | 0 | 0 | 0 | 0 | 0 | 0 | 0 | 0 | 0 | 0 | 0 | 0 | 0 | 0 | 0 | 0 | 0 | 0
NSW1 | CCGT | 0 | 0 | 0 | 0 | 0 | 0 | 0 | 0 | 0 | 0 | 0 | 0 | 0 | 0 | 0 | 0 | 0 | 0 | 0 | 0 | 0 | 0 | 0 | 0 | 0
NSW1 | Gas - Steam | 0 | 0 | 0 | 0 | 0 | 0 | 0 | 0 | 0 | 0 | 0 | 0 | 0 | 0 | 0 | 0 | 0 | 0 | 0 | 0 | 0 | 0 | 0 | 0 | 0
NSW1 | OCGT / Diesel | 0 | 0 | 0 | 0 | 0 | 0 | 0 | 0 | 0 | 0 | 0 | 0 | 0 | 0 | 0 | 0 | 0 | 0 | 0 | 0 | 0 | 0 | 0 | 0 | 0
NSW1 | Hydro | 0 | 0 | 0 | 0 | 0 | 0 | 0 | 0 | 0 | 0 | 0 | 0 | 0 | 0 | 0 | 0 | 0 | 0 | 0 | 0 | 0 | 0 | 0 | 0 | 0
NSW1 | Hydrogen Electrolyser | 0 | 0 | 0 | 0 | 0 | 0 | 0 | 0 | 0 | 0 | 0 | 0 | 0 | 0 | 0 | 0 | 0 | 0 | 0 | 0 | 0 | 0 | 0 | 0 | 0
NSW1 | Wind | 0 | 0 | 0 | 0 | 0 | 0 | 0 | 0 | 0 | 0 | 0 | 0 | 0 | 0 | 0 | 0 | 0 | 0 | 0 | 0 | 0 | 0 | 0 | 0 | 0
NSW1 | Solar PV | 0 | 0 | 0 | 0 | 0 | 0 | 0 | 0 | 0 | 0 | 0 | 0 | 0 | 0 | 0 | 0 | 0 | 0 | 0 | 0 | 0 | 0 | 0 | 0 | 0
NSW1 | Grid Battery | 0 | 0 | 0 | 0 | 0 | 0 | 0 | 0 | 0 | 0 | 0 | 0 | 0 | 0 | 0 | 0 | 0 | 0 | 0 | 0 | 0 | 0 | 0 | 0 | 0
NSW1 | PHES | 0 | 0 | 0 | 0 | 0 | 0 | 0 | 0 | 0 | 0 | 0 | 0 | 0 | 0 | 0 | 0 | 0 | 0 | 0 | 0 | 0 | 0 | 0 | 0 | 0
NSW1 | VPP | 0 | 0 | 0 | 0 | 0 | 0 | 0 | 0 | 0 | 0 | 0 | 0 | 0 | 0 | 0 | 0 | 0 | 0 | 0 | 0 | 0 | 0 | 0 | 0 | 0
Total |  | 0 | 0 | 244503.6369 | 129942.8035 | 6.1945e-06 | 1.0773e-05 | 2.0186e-05 | 1.5196e-05 | 0 | 0 | 0 | 0 | 0 | 0 | 0 | 0 | 0 | 0 | 0 | 0 | 0 | 0 | 0 | 0 | 0
Region | Technology | 2026-27 | 2027-28 | 2028-29 | 2029-30 | 2030-31 | 2031-32 | 2032-33 | 2033-34 | 2034-35 | 2035-36 | 2036-37 | 2037-38 | 2038-39 | 2039-40 | 2040-41 | 2041-42 | 2042-43 | 2043-44 | 2044-45 | 2045-46 | 2046-47 | 2047-48 | 2048-49 | 2049-50 | 2050-51
QLD1 | Black Coal | 0 | 0 | 715818.6997 | 120274.5856 | 2.2969e-06 | 0.0056706 | 1.3603e-05 | 0.00053339 | 0.00013462 | 4.0313e-06 | 6.3058e-06 | 0 | 0 | 0 | 6.7925e-06 | 7.0842e-07 | 0 | 0 | 0 | 0 | 0 | 0 | 0 | 0 | 0
QLD1 | Brown Coal | 0 | 0 | 0 | 0 | 0 | 0 | 0 | 0 | 0 | 0 | 0 | 0 | 0 | 0 | 0 | 0 | 0 | 0 | 0 | 0 | 0 | 0 | 0 | 0 | 0
QLD1 | CCGT | 0 | 0 | 0 | 0 | 0 | 0 | 0 | 0 | 0 | 0 | 0 | 0 | 0 | 0 | 0 | 0 | 0 | 0 | 0 | 0 | 0 | 0 | 0 | 0 | 0
QLD1 | Gas - Steam | 0 | 0 | 0 | 0 | 0 | 0 | 0 | 0 | 0 | 0 | 0 | 0 | 0 | 0 | 0 | 0 | 0 | 0 | 0 | 0 | 0 | 0 | 0 | 0 | 0
QLD1 | OCGT / Diesel | 0 | 0 | 0 | 0 | 0 | 0 | 0 | 0 | 0 | 0 | 0 | 0 | 0 | 0 | 0 | 0 | 0 | 0 | 0 | 0 | 0 | 0 | 0 | 0 | 0
QLD1 | Hydro | 0 | 0 | 0 | 0 | 0 | 0 | 0 | 0 | 0 | 0 | 0 | 0 | 0 | 0 | 0 | 0 | 0 | 0 | 0 | 0 | 0 | 0 | 0 | 0 | 0
QLD1 | Hydrogen Electrolyser | 0 | 0 | 0 | 0 | 0 | 0 | 0 | 0 | 0 | 0 | 0 | 0 | 0 | 0 | 0 | 0 | 0 | 0 | 0 | 0 | 0 | 0 | 0 | 0 | 0
QLD1 | Wind | 0 | 0 | 0 | 0 | 0 | 0 | 0 | 0 | 0 | 0 | 0 | 0 | 0 | 0 | 0 | 0 | 0 | 0 | 0 | 0 | 0 | 0 | 0 | 0 | 0
QLD1 | Solar PV | 0 | 0 | 0 | 0 | 0 | 0 | 0 | 0 | 0 | 0 | 0 | 0 | 0 | 0 | 0 | 0 | 0 | 0 | 0 | 0 | 0 | 0 | 0 | 0 | 0
QLD1 | Grid Battery | 0 | 0 | 0 | 0 | 0 | 0 | 0 | 0 | 0 | 0 | 0 | 0 | 0 | 0 | 0 | 0 | 0 | 0 | 0 | 0 | 0 | 0 | 0 | 0 | 0
QLD1 | PHES | 0 | 0 | 0 | 0 | 0 | 0 | 0 | 0 | 0 | 0 | 0 | 0 | 0 | 0 | 0 | 0 | 0 | 0 | 0 | 0 | 0 | 0 | 0 | 0 | 0
QLD1 | VPP | 0 | 0 | 0 | 0 | 0 | 0 | 0 | 0 | 0 | 0 | 0 | 0 | 0 | 0 | 0 | 0 | 0 | 0 | 0 | 0 | 0 | 0 | 0 | 0 | 0
Total |  | 0 | 0 | 715818.6997 | 120274.5856 | 2.2969e-06 | 0.0056706 | 1.3603e-05 | 0.00053339 | 0.00013462 | 4.0313e-06 | 6.3058e-06 | 0 | 0 | 0 | 6.7925e-06 | 7.0842e-07 | 0 | 0 | 0 | 0 | 0 | 0 | 0 | 0 | 0
Region | Technology | 2026-27 | 2027-28 | 2028-29 | 2029-30 | 2030-31 | 2031-32 | 2032-33 | 2033-34 | 2034-35 | 2035-36 | 2036-37 | 2037-38 | 2038-39 | 2039-40 | 2040-41 | 2041-42 | 2042-43 | 2043-44 | 2044-45 | 2045-46 | 2046-47 | 2047-48 | 2048-49 | 2049-50 | 2050-51
VIC1 | Black Coal | 0 | 0 | 0 | 0 | 0 | 0 | 0 | 0 | 0 | 0 | 0 | 0 | 0 | 0 | 0 | 0 | 0 | 0 | 0 | 0 | 0 | 0 | 0 | 0 | 0
VIC1 | Brown Coal | 0 | 51957.1248 | 217263.692 | 0.00030634 | 71796.3962 | 0 | 0 | 0 | 0 | 0 | 0 | 0 | 0 | 0 | 0 | 0 | 0 | 0 | 0 | 0 | 0 | 0 | 0 | 0 | 0
VIC1 | CCGT | 0 | 0 | 0 | 0 | 0 | 0 | 0 | 0 | 0 | 0 | 0 | 0 | 0 | 0 | 0 | 0 | 0 | 0 | 0 | 0 | 0 | 0 | 0 | 0 | 0
VIC1 | Gas - Steam | 0 | 0 | 0 | 0 | 0 | 0 | 0 | 0 | 0 | 0 | 0 | 0 | 0 | 0 | 0 | 0 | 0 | 0 | 0 | 0 | 0 | 0 | 0 | 0 | 0
VIC1 | OCGT / Diesel | 0 | 0 | 0 | 0 | 0 | 0 | 0 | 0 | 0 | 0 | 0 | 0 | 0 | 0 | 0 | 0 | 0 | 0 | 0 | 0 | 0 | 0 | 0 | 0 | 0
VIC1 | Hydro | 0 | 0 | 0 | 0 | 0 | 0 | 0 | 0 | 0 | 0 | 0 | 0 | 0 | 0 | 0 | 0 | 0 | 0 | 0 | 0 | 0 | 0 | 0 | 0 | 0
VIC1 | Hydrogen Electrolyser | 0 | 0 | 0 | 0 | 0 | 0 | 0 | 0 | 0 | 0 | 0 | 0 | 0 | 0 | 0 | 0 | 0 | 0 | 0 | 0 | 0 | 0 | 0 | 0 | 0
VIC1 | Wind | 0 | 0 | 0 | 0 | 0 | 0 | 0 | 0 | 0 | 0 | 0 | 0 | 0 | 0 | 0 | 0 | 0 | 0 | 0 | 0 | 0 | 0 | 0 | 0 | 0
VIC1 | Solar PV | 0 | 0 | 0 | 0 | 0 | 0 | 0 | 0 | 0 | 0 | 0 | 0 | 0 | 0 | 0 | 0 | 0 | 0 | 0 | 0 | 0 | 0 | 0 | 0 | 0
VIC1 | Grid Battery | 0 | 0 | 0 | 0 | 0 | 0 | 0 | 0 | 0 | 0 | 0 | 0 | 0 | 0 | 0 | 0 | 0 | 0 | 0 | 0 | 0 | 0 | 0 | 0 | 0
VIC1 | PHES | 0 | 0 | 0 | 0 | 0 | 0 | 0 | 0 | 0 | 0 | 0 | 0 | 0 | 0 | 0 | 0 | 0 | 0 | 0 | 0 | 0 | 0 | 0 | 0 | 0
VIC1 | VPP | 0 | 0 | 0 | 0 | 0 | 0 | 0 | 0 | 0 | 0 | 0 | 0 | 0 | 0 | 0 | 0 | 0 | 0 | 0 | 0 | 0 | 0 | 0 | 0 | 0
Total |  | 0 | 51957.1248 | 217263.692 | 0.00030634 | 71796.3962 | 0 | 0 | 0 | 0 | 0 | 0 | 0 | 0 | 0 | 0 | 0 | 0 | 0 | 0 | 0 | 0 | 0 | 0 | 0 | 0
Region | Technology | 2026-27 | 2027-28 | 2028-29 | 2029-30 | 2030-31 | 2031-32 | 2032-33 | 2033-34 | 2034-35 | 2035-36 | 2036-37 | 2037-38 | 2038-39 | 2039-40 | 2040-41 | 2041-42 | 2042-43 | 2043-44 | 2044-45 | 2045-46 | 2046-47 | 2047-48 | 2048-49 | 2049-50 | 2050-51
SA1 | Black Coal | 0 | 0 | 0 | 0 | 0 | 0 | 0 | 0 | 0 | 0 | 0 | 0 | 0 | 0 | 0 | 0 | 0 | 0 | 0 | 0 | 0 | 0 | 0 | 0 | 0
SA1 | Brown Coal | 0 | 0 | 0 | 0 | 0 | 0 | 0 | 0 | 0 | 0 | 0 | 0 | 0 | 0 | 0 | 0 | 0 | 0 | 0 | 0 | 0 | 0 | 0 | 0 | 0
SA1 | CCGT | 0 | 0 | 0 | 0 | 0 | 0 | 0 | 0 | 0 | 0 | 0 | 0 | 0 | 0 | 0 | 0 | 0 | 0 | 0 | 0 | 0 | 0 | 0 | 0 | 0
SA1 | Gas - Steam | 0 | 0 | 0 | 0 | 0 | 0 | 0 | 0 | 0 | 0 | 0 | 0 | 0 | 0 | 0 | 0 | 0 | 0 | 0 | 0 | 0 | 0 | 0 | 0 | 0
SA1 | OCGT / Diesel | 0 | 0 | 0 | 0 | 0 | 0 | 0 | 0 | 0 | 0 | 0 | 0 | 0 | 0 | 0 | 0 | 0 | 0 | 0 | 0 | 0 | 0 | 0 | 0 | 0
SA1 | Hydro | 0 | 0 | 0 | 0 | 0 | 0 | 0 | 0 | 0 | 0 | 0 | 0 | 0 | 0 | 0 | 0 | 0 | 0 | 0 | 0 | 0 | 0 | 0 | 0 | 0
SA1 | Hydrogen Electrolyser | 0 | 0 | 0 | 0 | 0 | 0 | 0 | 0 | 0 | 0 | 0 | 0 | 0 | 0 | 0 | 0 | 0 | 0 | 0 | 0 | 0 | 0 | 0 | 0 | 0
SA1 | Wind | 0 | 0 | 0 | 0 | 0 | 0 | 0 | 0 | 0 | 0 | 0 | 0 | 0 | 0 | 0 | 0 | 0 | 0 | 0 | 0 | 0 | 0 | 0 | 0 | 0
SA1 | Solar PV | 0 | 0 | 0 | 0 | 0 | 0 | 0 | 0 | 0 | 0 | 0 | 0 | 0 | 0 | 0 | 0 | 0 | 0 | 0 | 0 | 0 | 0 | 0 | 0 | 0
SA1 | Grid Battery | 0 | 0 | 0 | 0 | 0 | 0 | 0 | 0 | 0 | 0 | 0 | 0 | 0 | 0 | 0 | 0 | 0 | 0 | 0 | 0 | 0 | 0 | 0 | 0 | 0
SA1 | PHES | 0 | 0 | 0 | 0 | 0 | 0 | 0 | 0 | 0 | 0 | 0 | 0 | 0 | 0 | 0 | 0 | 0 | 0 | 0 | 0 | 0 | 0 | 0 | 0 | 0
SA1 | VPP | 0 | 0 | 0 | 0 | 0 | 0 | 0 | 0 | 0 | 0 | 0 | 0 | 0 | 0 | 0 | 0 | 0 | 0 | 0 | 0 | 0 | 0 | 0 | 0 | 0
Total |  | 0 | 0 | 0 | 0 | 0 | 0 | 0 | 0 | 0 | 0 | 0 | 0 | 0 | 0 | 0 | 0 | 0 | 0 | 0 | 0 | 0 | 0 | 0 | 0 | 0
Region | Technology | 2026-27 | 2027-28 | 2028-29 | 2029-30 | 2030-31 | 2031-32 | 2032-33 | 2033-34 | 2034-35 | 2035-36 | 2036-37 | 2037-38 | 2038-39 | 2039-40 | 2040-41 | 2041-42 | 2042-43 | 2043-44 | 2044-45 | 2045-46 | 2046-47 | 2047-48 | 2048-49 | 2049-50 | 2050-51
TAS1 | Black Coal | 0 | 0 | 0 | 0 | 0 | 0 | 0 | 0 | 0 | 0 | 0 | 0 | 0 | 0 | 0 | 0 | 0 | 0 | 0 | 0 | 0 | 0 | 0 | 0 | 0
TAS1 | Brown Coal | 0 | 0 | 0 | 0 | 0 | 0 | 0 | 0 | 0 | 0 | 0 | 0 | 0 | 0 | 0 | 0 | 0 | 0 | 0 | 0 | 0 | 0 | 0 | 0 | 0
TAS1 | CCGT | 0 | 0 | 0 | 0 | 0 | 0 | 0 | 0 | 0 | 0 | 0 | 0 | 0 | 0 | 0 | 0 | 0 | 0 | 0 | 0 | 0 | 0 | 0 | 0 | 0
TAS1 | Gas - Steam | 0 | 0 | 0 | 0 | 0 | 0 | 0 | 0 | 0 | 0 | 0 | 0 | 0 | 0 | 0 | 0 | 0 | 0 | 0 | 0 | 0 | 0 | 0 | 0 | 0
TAS1 | OCGT / Diesel | 0 | 0 | 0 | 0 | 0 | 0 | 0 | 0 | 0 | 0 | 0 | 0 | 0 | 0 | 0 | 0 | 0 | 0 | 0 | 0 | 0 | 0 | 0 | 0 | 0
TAS1 | Hydro | 0 | 0 | 0 | 0 | 0 | 0 | 0 | 0 | 0 | 0 | 0 | 0 | 0 | 0 | 0 | 0 | 0 | 0 | 0 | 0 | 0 | 0 | 0 | 0 | 0
TAS1 | Hydrogen Electrolyser | 0 | 0 | 0 | 0 | 0 | 0 | 0 | 0 | 0 | 0 | 0 | 0 | 0 | 0 | 0 | 0 | 0 | 0 | 0 | 0 | 0 | 0 | 0 | 0 | 0
TAS1 | Wind | 0 | 0 | 0 | 0 | 0 | 0 | 0 | 0 | 0 | 0 | 0 | 0 | 0 | 0 | 0 | 0 | 0 | 0 | 0 | 0 | 0 | 0 | 0 | 0 | 0
TAS1 | Solar PV | 0 | 0 | 0 | 0 | 0 | 0 | 0 | 0 | 0 | 0 | 0 | 0 | 0 | 0 | 0 | 0 | 0 | 0 | 0 | 0 | 0 | 0 | 0 | 0 | 0
TAS1 | Grid Battery | 0 | 0 | 0 | 0 | 0 | 0 | 0 | 0 | 0 | 0 | 0 | 0 | 0 | 0 | 0 | 0 | 0 | 0 | 0 | 0 | 0 | 0 | 0 | 0 | 0
TAS1 | PHES | 0 | 0 | 0 | 0 | 0 | 0 | 0 | 0 | 0 | 0 | 0 | 0 | 0 | 0 | 0 | 0 | 0 | 0 | 0 | 0 | 0 | 0 | 0 | 0 | 0
TAS1 | VPP | 0 | 0 | 0 | 0 | 0 | 0 | 0 | 0 | 0 | 0 | 0 | 0 | 0 | 0 | 0 | 0 | 0 | 0 | 0 | 0 | 0 | 0 | 0 | 0 | 0
Total |  | 0 | 0 | 0 | 0 | 0 | 0 | 0 | 0 | 0 | 0 | 0 | 0 | 0 | 0 | 0 | 0 | 0 | 0 | 0 | 0 | 0 | 0 | 0 | 0 | 0

## ML1_REZ Tx Cost
REZ transmission expansion cost by region ($000s) - ML1, Accelerated Transition Scenario
REZ Expansion | Real June 2025 dollars discounted to 1 July 2025. As with the total capital costs, the REZ transmission expansion costs are annualised for modelling purposes. Build costs do not include capital costs of existing, committed and anticipated transmission projects since there will be no difference in these costs between the Base Case and option case.
Explicitly modelled generation
Region | Technology | 2026-27 | 2027-28 | 2028-29 | 2029-30 | 2030-31 | 2031-32 | 2032-33 | 2033-34 | 2034-35 | 2035-36 | 2036-37 | 2037-38 | 2038-39 | 2039-40 | 2040-41 | 2041-42 | 2042-43 | 2043-44 | 2044-45 | 2045-46 | 2046-47 | 2047-48 | 2048-49 | 2049-50 | 2050-51
NSW1 | Transmission | 0 | 58199.0971 | 96362.7838 | 119372.4338 | 111563.0222 | 104540.4733 | 97425.4031 | 91051.7786 | 85095.1202 | 79738.6442 | 74311.5974 | 69450.0913 | 65229.2841 | 61123.3014 | 56963.2229 | 69073.4946 | 82114.4918 | 85367.108 | 80661.6202 | 79478.6016 | 75582.2459 | 93176.755 | 86835.1045 | 81154.3032 | 75845.1432
QLD1 | Transmission | 0 | 5505.5873 | 50396.245 | 56676.8664 | 52969.034 | 67036.9262 | 64976.3683 | 70076.8253 | 76141.0509 | 72965.569 | 73680.7641 | 68976.7527 | 64464.2548 | 61562.3699 | 57646.6302 | 54250.6286 | 50703.9094 | 47523.9641 | 44289.4624 | 41396.1767 | 38783.334 | 36375.9689 | 34657.8442 | 32391.0456 | 30278.2384
VIC1 | Transmission | 0 | 0.00024596 | 16968.4183 | 26700.0842 | 44256.6294 | 58715.58 | 72265.1612 | 84228.3048 | 94649.2879 | 111266.1088 | 113987.2863 | 112540.2878 | 120339.6327 | 112764.6232 | 106682.1278 | 100875.1464 | 100780.7521 | 94436.9139 | 88009.4964 | 82251.8658 | 76870.9026 | 72032.1159 | 67129.5787 | 62737.924 | 58633.5738
SA1 | Transmission | 0 | 0.001557 | 0.0014693 | 0.0013896 | 0.0013345 | 0.0019584 | 0.0018488 | 0.0017291 | 0.0016225 | 0.0015424 | 0.001441 | 4656.4024 | 5517.5536 | 6961.6811 | 7602.8332 | 10394.0892 | 13658.7984 | 21184.5412 | 21292.095 | 19899.1542 | 20197.0591 | 24198.3666 | 22551.4152 | 21076.089 | 19697.2794
TAS1 | Transmission | 0 | 0 | 0 | 0 | 8684.7203 | 10032.6418 | 10994.3863 | 11880.1429 | 11886.226 | 12119.415 | 11294.5623 | 10555.6657 | 11375.2909 | 10659.2513 | 12268.2098 | 11465.6166 | 10715.5296 | 10041.02 | 9357.6238 | 8745.4428 | 8173.311 | 7658.8263 | 8052.1124 | 8312.5375 | 7768.7266
NEM | Total | 0 | 63704.6862 | 163727.4486 | 202749.3857 | 217473.4072 | 240325.6232 | 245661.3207 | 257237.0533 | 267771.6865 | 276089.7386 | 273274.2115 | 266179.2 | 266926.0162 | 253071.227 | 241163.024 | 246058.9755 | 257973.4813 | 258553.5473 | 243610.2978 | 231771.2411 | 219606.8527 | 233442.0327 | 219226.0549 | 205671.8992 | 192222.9615

## ML1_USE+DSP Cost
USE / DSP cost by region ($000s) - ML1, Accelerated Transition Scenario
USE / DSP | Real June 2025 dollars discounted to 1 July 2025
Explicitly modelled generation
Region | Technology | 2026-27 | 2027-28 | 2028-29 | 2029-30 | 2030-31 | 2031-32 | 2032-33 | 2033-34 | 2034-35 | 2035-36 | 2036-37 | 2037-38 | 2038-39 | 2039-40 | 2040-41 | 2041-42 | 2042-43 | 2043-44 | 2044-45 | 2045-46 | 2046-47 | 2047-48 | 2048-49 | 2049-50 | 2050-51
NSW1 | USE / DSP | 253.2533 | 377.5475 | 7841.3806 | 963.7384 | 6214.3029 | 887.3264 | 14861.3315 | 601.3591 | 1166.392 | 947.6828 | 584.3914 | 26140.6279 | 879.303 | 9158.7388 | 737.102 | 1197.8137 | 597.7742 | 5483.0172 | 3786.1204 | 6127.2858 | 4764.1943 | 7744.9298 | 21570.3536 | 13851.9008 | 268.1399
QLD1 | USE / DSP | 232.0355 | 294.6002 | 49427.6525 | 16622.0977 | 445486.9605 | 13068.0897 | 11695.0663 | 31691.1032 | 18295.5867 | 13627.2876 | 16640.9317 | 64573.859 | 25377.1727 | 75301.8947 | 24259.0907 | 25183.7916 | 24178.1747 | 41724.4144 | 36017.9764 | 46922.4244 | 54047.1064 | 62205.1644 | 115966.3362 | 82394.5004 | 6708.5788
VIC1 | USE / DSP | 606.8998 | 707.0664 | 45438.6903 | 480.6641 | 923.673 | 23604.6415 | 39591.1335 | 505.5886 | 907.4414 | 508.8883 | 412.5143 | 35882.6872 | 542.6752 | 645.5513 | 599.8281 | 6036.6183 | 378.8658 | 1447.4953 | 31441.3941 | 1019.8339 | 1953.3383 | 1637.8173 | 3081.1914 | 2886.5235 | 140.3031
SA1 | USE / DSP | 139719.9526 | 30399.7767 | 39950.3916 | 25392.8087 | 27544.8283 | 24952.0346 | 30920.4838 | 24616.8147 | 40259.9744 | 22417.7223 | 21416.5074 | 33952.4094 | 38177.2 | 38463.5486 | 33649.2384 | 44612.9201 | 33532.4709 | 48714.8164 | 37083.7409 | 36244.3974 | 56341.2144 | 51270.2084 | 61760.2564 | 62222.6964 | 9529.6885
TAS1 | USE / DSP | 0.000596 | 0.00045023 | 0.00044164 | 0.00043238 | 57.4246 | 174.7654 | 594.6931 | 0.00044816 | 298.9322 | 1089.2281 | 0.0004202 | 472.8788 | 0.00043817 | 316.2165 | 470.7093 | 2684.6237 | 0.00043197 | 10449.6572 | 3567.7384 | 3265.7622 | 4897.3397 | 2576.9642 | 31951.1622 | 19962.1722 | 4.8252
NEM | Total | 140812.1418 | 31778.9913 | 142658.1155 | 43459.3093 | 480227.1892 | 62686.8575 | 97662.7082 | 57414.8661 | 60928.3267 | 38590.809 | 39054.3452 | 161022.4623 | 64976.3514 | 123885.9499 | 59715.9685 | 79715.7673 | 58687.2861 | 107819.4005 | 111896.9701 | 93579.7036 | 122003.1931 | 125435.0841 | 234329.2998 | 181317.7932 | 16651.5355

## ML1_SyncCon Cost
SyncCon cost by region ($000s) - ML1, Accelerated Transition Scenario
SyncCon | Real June 2025 dollars discounted to 1 July 2025. SyncCon is only explicitly modelled in Tasmania, mainland NEM regions have SyncCon costs built into new entrant costs.
Explicitly modelled generation
Region | Technology | 2026-27 | 2027-28 | 2028-29 | 2029-30 | 2030-31 | 2031-32 | 2032-33 | 2033-34 | 2034-35 | 2035-36 | 2036-37 | 2037-38 | 2038-39 | 2039-40 | 2040-41 | 2041-42 | 2042-43 | 2043-44 | 2044-45 | 2045-46 | 2046-47 | 2047-48 | 2048-49 | 2049-50 | 2050-51
NSW1 | SyncCon | 0 | 0 | 0 | 0 | 0 | 0 | 0 | 0 | 0 | 0 | 0 | 0 | 0 | 0 | 0 | 0 | 0 | 0 | 0 | 0 | 0 | 0 | 0 | 0 | 0
QLD1 | SyncCon | 0 | 0 | 0 | 0 | 0 | 0 | 0 | 0 | 0 | 0 | 0 | 0 | 0 | 0 | 0 | 0 | 0 | 0 | 0 | 0 | 0 | 0 | 0 | 0 | 0
VIC1 | SyncCon | 0 | 0 | 0 | 0 | 0 | 0 | 0 | 0 | 0 | 0 | 0 | 0 | 0 | 0 | 0 | 0 | 0 | 0 | 0 | 0 | 0 | 0 | 0 | 0 | 0
SA1 | SyncCon | 0 | 0 | 0 | 0 | 0 | 0 | 0 | 0 | 0 | 0 | 0 | 0 | 0 | 0 | 0 | 0 | 0 | 0 | 0 | 0 | 0 | 0 | 0 | 0 | 0
TAS1 | SyncCon | 0 | 0 | 0 | 939.1101 | 2306.5127 | 2478.5878 | 2427.2275 | 2540.9644 | 1791.9723 | 2294.8573 | 2102.3314 | 1733.5486 | 1912.7955 | 1728.8154 | 1659.595 | 1702.1639 | 1521.6165 | 1292.6437 | 1411.9889 | 1412.8193 | 1269.1818 | 1215.8259 | 1159.8459 | 1026.0802 | 987.5663
NEM | Total | 0 | 0 | 0 | 939.1101 | 2306.5127 | 2478.5878 | 2427.2275 | 2540.9644 | 1791.9723 | 2294.8573 | 2102.3314 | 1733.5486 | 1912.7955 | 1728.8154 | 1659.595 | 1702.1639 | 1521.6165 | 1292.6437 | 1411.9889 | 1412.8193 | 1269.1818 | 1215.8259 | 1159.8459 | 1026.0802 | 987.5663

## ML1_Emissions Cost
NEM Emissions cost ($000s) - ML1, Accelerated Transition Scenario
Emissions | Real June 2025 dollars discounted to 1 July 2025
Emissions from explicitly modelled generation
Region | Technology | 2026-27 | 2027-28 | 2028-29 | 2029-30 | 2030-31 | 2031-32 | 2032-33 | 2033-34 | 2034-35 | 2035-36 | 2036-37 | 2037-38 | 2038-39 | 2039-40 | 2040-41 | 2041-42 | 2042-43 | 2043-44 | 2044-45 | 2045-46 | 2046-47 | 2047-48 | 2048-49 | 2049-50 | 2050-51
NEM | Total | 7245109.5448 | 5476819.6464 | 2086179.6041 | 1028820.9288 | 739211.7331 | 615773.2505 | 625641.6031 | 506487.2612 | 602661.141 | 420824.6998 | 422459.7607 | 456986.5595 | 453368.1436 | 481077.0756 | 454759.0379 | 406061.3203 | 291681.6076 | 508668.2449 | 330297.278 | 402505.1337 | 394988.247 | 279502.4346 | 420449.6245 | 313936.6531 | 479539.0911

## ML2_CF
Annual capacity factor by technology - ML2, Accelerated Transition Scenario
Non-scheduled generation including Distributed PV is not shown.
Region | Technology | 2026-27 | 2027-28 | 2028-29 | 2029-30 | 2030-31 | 2031-32 | 2032-33 | 2033-34 | 2034-35 | 2035-36 | 2036-37 | 2037-38 | 2038-39 | 2039-40 | 2040-41 | 2041-42 | 2042-43 | 2043-44 | 2044-45 | 2045-46 | 2046-47 | 2047-48 | 2048-49 | 2049-50 | 2050-51
NEM | Black Coal | 38.6% | 29.12% | 46.53% | 69.7% | 67.15% | 65.45% | 59.65% | 62.01% | 63.68% | 49.07% | 53.5% | - | - | - | - | - | - | - | - | - | - | - | - | - | -
NEM | Brown Coal | 44.52% | 44.16% | 48.5% | 42.33% | - | - | - | - | - | - | - | - | - | - | - | - | - | - | - | - | - | - | - | - | -
NEM | CCGT | 49.05% | 40.73% | 47.96% | 41.48% | 37.97% | 32.57% | 35.72% | 35.15% | 33.51% | 28.13% | 28.99% | 32.47% | 30.85% | 30.68% | 30.41% | 27.09% | 27.42% | 28.93% | 25.76% | 31.68% | 38.16% | 32.49% | 36.58% | 34.37% | 49.49%
NEM | Gas - Steam | 26.07% | 12.5% | 20.56% | 10.77% | 11.5% | 8.005% | 8.026% | 4.392% | 8.385% | 4.051% | 4.142% | 4.959% | 3.229% | 52.95% | 51.88% | 53.95% | 58.47% | 55.61% | 51.02% | 48.59% | 49.5% | 51.59% | 48.02% | 48.4% | -
NEM | OCGT / Diesel | 19.07% | 12.13% | 21.06% | 16.33% | 16.08% | 14.71% | 14.15% | 10.94% | 16.7% | 8.47% | 9.518% | 11.82% | 11.99% | 14.46% | 13.22% | 11.43% | 5.744% | 11.89% | 7.138% | 9.847% | 10.21% | 6.634% | 11.31% | 7.72% | 14.12%
NEM | Hydro | 26.99% | 22.83% | 26.67% | 24.79% | 23.76% | 21.95% | 20.9% | 22.4% | 24.94% | 21.15% | 19.93% | 24.78% | 20.85% | 19.26% | 18.35% | 18.01% | 20.56% | 21.21% | 19.41% | 16.99% | 21.98% | 20.54% | 17.84% | 17.7% | 17.99%
NEM | Hydrogen Turbine | bar: 2026-27 to 2050-51
NEM | Wind | 33.9% | 35.8% | 33.85% | 34.18% | 34.01% | 35.69% | 34.4% | 33.46% | 33.73% | 35.65% | 36.07% | 33.01% | 33.23% | 32.46% | 34.1% | 31.81% | 31.84% | 31.23% | 32.45% | 33.62% | 31.05% | 30% | 29.67% | 31.03% | 30.4%
NEM | Solar PV | 26.12% | 24.7% | 23.62% | 23.13% | 23.64% | 23.84% | 24.74% | 24.16% | 23.37% | 24.7% | 24.42% | 21.43% | 21.66% | 20.99% | 21.66% | 21.3% | 21.25% | 20.19% | 20.76% | 21.36% | 19.95% | 19.01% | 18.62% | 18.94% | 20.06%
NEM | Grid Battery | 16.18% | 16.41% | 13.06% | 13.88% | 14.41% | 13.76% | 14.29% | 13.24% | 11.98% | 12.08% | 12.44% | 12.77% | 12.05% | 11.13% | 10.82% | 10.52% | 10.99% | 10.48% | 9.787% | 10.36% | 10.94% | 9.249% | 8.584% | 8.955% | 10.41%
NEM | PHES | 15.61% | 17.99% | 24.91% | 19.24% | 22.04% | 20.9% | 22.47% | 21.25% | 21.89% | 20.8% | 20.06% | 21.73% | 19.35% | 18.65% | 17.24% | 17.95% | 17.09% | 16.39% | 15.67% | 17.11% | 15.46% | 11.83% | 11% | 10.44% | 13.38%
NEM | VPP | 10.83% | 11.91% | 6.825% | 6.824% | 7.702% | 7.934% | 8.221% | 8.256% | 8.54% | 8.949% | 9.256% | 9.078% | 9.206% | 9.22% | 8.851% | 9.161% | 8.819% | 8.66% | 8.9% | 9.595% | 8.814% | 7.647% | 7.868% | 7.455% | 8.419%
Region | Technology | 2026-27 | 2027-28 | 2028-29 | 2029-30 | 2030-31 | 2031-32 | 2032-33 | 2033-34 | 2034-35 | 2035-36 | 2036-37 | 2037-38 | 2038-39 | 2039-40 | 2040-41 | 2041-42 | 2042-43 | 2043-44 | 2044-45 | 2045-46 | 2046-47 | 2047-48 | 2048-49 | 2049-50 | 2050-51
NSW1 | Black Coal | 37.34% | 24.59% | 37.96% | - | - | - | - | - | - | - | - | - | - | - | - | - | - | - | - | - | - | - | - | - | -
NSW1 | Brown Coal | bar: 2026-27 to 2050-51
NSW1 | CCGT | 60.83% | 52.59% | 55.44% | 53.19% | 43.52% | 36.39% | 45.08% | 46.94% | 37.19% | 40.11% | 37.99% | 40.24% | 36.74% | 36.35% | 38.64% | 35.3% | 35.13% | 48.68% | 48.71% | 46.18% | 49.26% | 39.11% | 46.04% | 44.38% | 49.49%
NSW1 | Gas - Steam | bar: 2026-27 to 2050-51
NSW1 | OCGT / Diesel | 25.32% | 21.41% | 32.87% | 25.6% | 23.44% | 25.37% | 21.45% | 16.65% | 21.7% | 13.56% | 14.35% | 15.2% | 17.98% | 17.89% | 17.9% | 12.87% | 8.462% | 16.2% | 10.47% | 14.34% | 13.63% | 10.87% | 14.5% | 13.24% | 16.74%
NSW1 | Hydro | 14.58% | 12.81% | 17.94% | 13.46% | 13.08% | 11.31% | 10.51% | 13.06% | 13.91% | 11.43% | 9.007% | 16.5% | 12.18% | 10.17% | 9.327% | 8.856% | 11.64% | 12.15% | 11.1% | 8.146% | 14.31% | 11.11% | 9.693% | 9.347% | 8.425%
NSW1 | Hydrogen Turbine | bar: 2026-27 to 2050-51
NSW1 | Wind | 33.59% | 36.01% | 33.6% | 33.41% | 32.69% | 32.59% | 33.36% | 31.88% | 30.9% | 33.12% | 32.69% | 31.69% | 29.78% | 29.91% | 29.9% | 28.98% | 29.02% | 27.02% | 28.59% | 28.74% | 28.27% | 25.98% | 26.2% | 26.38% | 27%
NSW1 | Solar PV | 24.78% | 23.34% | 24.65% | 21.39% | 22.27% | 22.22% | 23.93% | 23.81% | 22.91% | 24.84% | 24.29% | 20.88% | 20.97% | 21.24% | 21.76% | 21.9% | 21.23% | 20.07% | 21.2% | 21.99% | 20.01% | 18.57% | 18.84% | 18.43% | 20.27%
NSW1 | Grid Battery | 19.54% | 18.29% | 15.16% | 16.24% | 17.01% | 16.07% | 16.87% | 15.9% | 15.91% | 16.56% | 16.73% | 15.52% | 14.98% | 13.88% | 14.13% | 13.54% | 13.52% | 13.33% | 13.21% | 13.74% | 12.63% | 11.55% | 12.02% | 12.41% | 13.53%
NSW1 | PHES | 16.47% | 18.3% | 71.23% | 21.56% | 24.81% | 23.68% | 25.37% | 23.89% | 24.9% | 25.74% | 23.84% | 25.99% | 23.7% | 24.51% | 22.24% | 24.61% | 21.2% | 20.89% | 20.68% | 23.86% | 21.19% | 14.95% | 14.6% | 12.27% | 17.22%
NSW1 | VPP | 11.61% | 11.72% | 7.044% | 7.275% | 8.058% | 8.355% | 8.594% | 8.709% | 9.037% | 9.793% | 9.955% | 9.75% | 9.956% | 10.2% | 10.06% | 10.22% | 9.569% | 9.529% | 10.35% | 10.62% | 9.588% | 8.59% | 8.746% | 8.48% | 9.895%
Region | Technology | 2026-27 | 2027-28 | 2028-29 | 2029-30 | 2030-31 | 2031-32 | 2032-33 | 2033-34 | 2034-35 | 2035-36 | 2036-37 | 2037-38 | 2038-39 | 2039-40 | 2040-41 | 2041-42 | 2042-43 | 2043-44 | 2044-45 | 2045-46 | 2046-47 | 2047-48 | 2048-49 | 2049-50 | 2050-51
QLD1 | Black Coal | 39.9% | 33.77% | 58.48% | 69.7% | 67.15% | 65.45% | 59.65% | 62.01% | 63.68% | 49.07% | 53.5% | - | - | - | - | - | - | - | - | - | - | - | - | - | -
QLD1 | Brown Coal | bar: 2026-27 to 2050-51
QLD1 | CCGT | 55.67% | 41.09% | 51.43% | 41.98% | 38.64% | 33.97% | 35.38% | 32.71% | 33.53% | 26.22% | 28.82% | 32.82% | 32.18% | 32.33% | 30.04% | 26.1% | 26.87% | 27.63% | 22.72% | 34.4% | 59.11% | 56.23% | 59.15% | 53.26% | -
QLD1 | Gas - Steam | 72.84% | 61.42% | 72.36% | 73.59% | 70.58% | 63.78% | 63.51% | 64.31% | 63.78% | 51.99% | 57.39% | 60.41% | 53.67% | 52.95% | 51.88% | 53.95% | 58.47% | 55.61% | 51.02% | 48.59% | 49.5% | 51.59% | 48.02% | 48.4% | -
QLD1 | OCGT / Diesel | 21.33% | 3.709% | 12.84% | 12.38% | 10.9% | 9.57% | 6.307% | 5.654% | 10.97% | 4.741% | 8.215% | 8.07% | 9.02% | 10.96% | 8.542% | 6.113% | 3.587% | 7.344% | 4.877% | 10.59% | 4.581% | 3.43% | 5.495% | 1.446% | 5.89%
QLD1 | Hydro | 51.51% | 50.08% | 51.96% | 49.92% | 50.68% | 48.36% | 48.07% | 50.06% | 48.9% | 43.72% | 44.82% | 13.32% | 9.683% | 8.036% | 10.89% | 7.902% | 2.038e-08% | 1.593e-08% | 1.449e-08% | 1.37e-08% | 1.33e-08% | 1.261e-08% | 0.07158% | 1.445e-08% | 3.099e-08%
QLD1 | Hydrogen Turbine | bar: 2026-27 to 2050-51
QLD1 | Wind | 32.91% | 36.89% | 35.16% | 33.54% | 34.24% | 35.14% | 35.9% | 32.43% | 34.02% | 34.61% | 35.76% | 31.05% | 30.49% | 31.03% | 31.03% | 31.43% | 30.11% | 30.61% | 30.22% | 31.8% | 28.01% | 27.11% | 28.17% | 27.91% | 29.16%
QLD1 | Solar PV | 26.22% | 25.17% | 23.87% | 25.89% | 25.81% | 26.5% | 26.44% | 25% | 24.76% | 25.59% | 24.87% | 22.43% | 22.63% | 20.73% | 21.73% | 21.2% | 21.68% | 21.1% | 20.83% | 20.95% | 20.08% | 19.19% | 17.98% | 18.93% | 19.76%
QLD1 | Grid Battery | 16.87% | 16.94% | 15.27% | 16.67% | 16.37% | 16.03% | 16.58% | 15.35% | 15.46% | 15.6% | 16.17% | 17.32% | 16.6% | 15.29% | 14.84% | 13.88% | 14.98% | 13.57% | 12.24% | 12.56% | 14.27% | 12.26% | 10.32% | 11.84% | 13.91%
QLD1 | PHES | 15.36% | 17.9% | 11.35% | 10.49% | 11.64% | 10.45% | 12.18% | 11.51% | 10.68% | 15.39% | 15.86% | 17.13% | 14.58% | 12.27% | 11.79% | 10.73% | 12.66% | 11.41% | 10.17% | 9.754% | 9.224% | 8.318% | 6.879% | 8.328% | 9.307%
QLD1 | VPP | 12.73% | 14.18% | 7.358% | 7.773% | 8.218% | 8.814% | 9.218% | 9.581% | 9.908% | 10.2% | 10.37% | 10.37% | 10.61% | 10.69% | 10.77% | 10.82% | 10.87% | 10.79% | 10.85% | 10.69% | 10.6% | 10.72% | 10.53% | 10.91% | 10.91%
Region | Technology | 2026-27 | 2027-28 | 2028-29 | 2029-30 | 2030-31 | 2031-32 | 2032-33 | 2033-34 | 2034-35 | 2035-36 | 2036-37 | 2037-38 | 2038-39 | 2039-40 | 2040-41 | 2041-42 | 2042-43 | 2043-44 | 2044-45 | 2045-46 | 2046-47 | 2047-48 | 2048-49 | 2049-50 | 2050-51
VIC1 | Black Coal | bar: 2026-27 to 2050-51
VIC1 | Brown Coal | 44.52% | 44.16% | 48.5% | 42.33% | - | - | - | - | - | - | - | - | - | - | - | - | - | - | - | - | - | - | - | - | -
VIC1 | CCGT | bar: 2026-27 to 2050-51
VIC1 | Gas - Steam | 23.08% | 9.372% | 17.25% | 6.748% | 7.715% | 4.435% | 4.475% | 0.5574% | 4.84% | 0.9831% | 0.7344% | 1.41% | 1.07e-07% | - | - | - | - | - | - | - | - | - | - | - | -
VIC1 | OCGT / Diesel | 16.41% | 11.76% | 21.88% | 15.3% | 15.9% | 10.18% | 15.17% | 9.927% | 16.14% | 6.179% | 6.384% | 10.55% | 7.246% | 13.39% | 11.22% | 12.98% | 3.795% | 9.695% | 5.84% | 6.445% | 10.39% | 4.799% | 12.36% | 6.267% | 15.22%
VIC1 | Hydro | 16.41% | 13.77% | 20.53% | 17.18% | 14.84% | 14.88% | 13.54% | 16.59% | 17.13% | 16.24% | 13.64% | 20.48% | 17.13% | 14.81% | 14.83% | 13.51% | 16.48% | 17.09% | 16.2% | 13.66% | 20.49% | 17.15% | 14.84% | 14.84% | 13.47%
VIC1 | Hydrogen Turbine | bar: 2026-27 to 2050-51
VIC1 | Wind | 33.14% | 34.1% | 31.78% | 34.42% | 33.73% | 36.88% | 33.24% | 33.92% | 34.64% | 36.79% | 37.27% | 34.16% | 36.18% | 34.34% | 37.55% | 33.13% | 33.87% | 33.76% | 35.24% | 37.2% | 33.99% | 33.52% | 31.99% | 35.14% | 32.74%
VIC1 | Solar PV | 32.07% | 25.59% | 23.21% | 23.4% | 23.55% | 23.6% | 24.39% | 24.2% | 23.83% | 24.92% | 25.29% | 22.16% | 23.18% | 23.32% | 23.26% | 22.1% | 21.93% | 20.83% | 22.15% | 22.18% | 20.46% | 20.77% | 20.55% | 20.61% | 21.25%
VIC1 | Grid Battery | 13.88% | 15.06% | 9.159% | 8.951% | 10.38% | 9.63% | 9.815% | 8.939% | 6.585% | 6.37% | 6.637% | 6.186% | 5.514% | 5.201% | 4.895% | 5.193% | 5.418% | 5.059% | 4.982% | 5.466% | 5.055% | 3.916% | 4.183% | 3.508% | 3.987%
VIC1 | PHES | bar: 2026-27 to 2050-51
VIC1 | VPP | 10.47% | 10.84% | 5.893% | 5.359% | 7.177% | 7.206% | 7.402% | 7.193% | 7.127% | 7.321% | 7.865% | 7.401% | 7.303% | 7.099% | 6.09% | 6.786% | 6.36% | 5.903% | 5.787% | 7.657% | 6.507% | 4.259% | 4.779% | 3.742% | 4.931%
Region | Technology | 2026-27 | 2027-28 | 2028-29 | 2029-30 | 2030-31 | 2031-32 | 2032-33 | 2033-34 | 2034-35 | 2035-36 | 2036-37 | 2037-38 | 2038-39 | 2039-40 | 2040-41 | 2041-42 | 2042-43 | 2043-44 | 2044-45 | 2045-46 | 2046-47 | 2047-48 | 2048-49 | 2049-50 | 2050-51
SA1 | Black Coal | bar: 2026-27 to 2050-51
SA1 | Brown Coal | bar: 2026-27 to 2050-51
SA1 | CCGT | 34.98% | 38.24% | 44.85% | 38.21% | 42.3% | 35.23% | 36.37% | 38.16% | 40.92% | 26.53% | 26.92% | - | - | - | - | - | - | - | - | - | - | - | - | - | -
SA1 | Gas - Steam | bar: 2026-27 to 2050-51
SA1 | OCGT / Diesel | 11.83% | 10.82% | 15.03% | 11.42% | 14.89% | 14.77% | 17.62% | 14.28% | 18.42% | 9.568% | 8.905% | 12.1% | 14.7% | 13.71% | 11.95% | 13.1% | 6.315% | 12.34% | 4.823% | 5.83% | 8.589% | 4.496% | 12.6% | 7.263% | 14.22%
SA1 | Hydro | bar: 2026-27 to 2050-51
SA1 | Hydrogen Turbine | bar: 2026-27 to 2050-51
SA1 | Wind | 36.26% | 35.57% | 35.49% | 35.29% | 35.46% | 37.62% | 34.55% | 35.31% | 33.02% | 37.73% | 38.28% | 33.84% | 34.9% | 33.54% | 35.57% | 32.63% | 33.54% | 30.66% | 34.01% | 34.74% | 31.62% | 30.97% | 30.52% | 32.26% | 30.29%
SA1 | Solar PV | 24.34% | 22.45% | 20.04% | 21.22% | 22.84% | 22.77% | 23.19% | 22.51% | 20.47% | 20.98% | 22.2% | 19.09% | 19.13% | 18.38% | 19.29% | 18.21% | 18.8% | 17.18% | 17.27% | 19.37% | 18.57% | 17.77% | 18% | 18.94% | 19.04%
SA1 | Grid Battery | 11.01% | 14.02% | 12.34% | 12.22% | 12.38% | 11.43% | 11.9% | 10.74% | 11.65% | 11.4% | 12.1% | 13.78% | 12.72% | 11.17% | 10.24% | 10.12% | 10.54% | 11.29% | 9.396% | 11.45% | 10.69% | 7.528% | 7.421% | 6.641% | 7.713%
SA1 | PHES | bar: 2026-27 to 2050-51
SA1 | VPP | 9.065% | 11.88% | 7.193% | 7.133% | 7.102% | 6.946% | 7.269% | 6.967% | 7.751% | 7.776% | 8.211% | 8.568% | 8.775% | 8.539% | 8.137% | 8.483% | 8.428% | 8.608% | 8.275% | 9.284% | 8.772% | 6.914% | 7.527% | 6.44% | 7.854%
Region | Technology | 2026-27 | 2027-28 | 2028-29 | 2029-30 | 2030-31 | 2031-32 | 2032-33 | 2033-34 | 2034-35 | 2035-36 | 2036-37 | 2037-38 | 2038-39 | 2039-40 | 2040-41 | 2041-42 | 2042-43 | 2043-44 | 2044-45 | 2045-46 | 2046-47 | 2047-48 | 2048-49 | 2049-50 | 2050-51
TAS1 | Black Coal | bar: 2026-27 to 2050-51
TAS1 | Brown Coal | bar: 2026-27 to 2050-51
TAS1 | CCGT | 0% | 5.795e-07% | 5.71e-07% | 6.551e-07% | 8.539e-07% | 9.153e-07% | 1.281e-06% | 1.325e-06% | 1.367e-06% | 1.291e-06% | 1.295e-06% | 1.511e-06% | 1.49e-06% | 1.506e-06% | 1.49e-06% | 1.494e-06% | 1.498e-06% | 1.501e-06% | 1.471e-06% | 1.45e-06% | 1.494e-06% | 1.499e-06% | 1.518e-06% | 1.503e-06% | -
TAS1 | Gas - Steam | bar: 2026-27 to 2050-51
TAS1 | OCGT / Diesel | 2.081% | 8.228e-07% | 0.3626% | 0.4234% | 6.335% | 4.482% | 3.686% | 0.9342% | 12.77% | 5.053% | 6.114% | 9.444% | 4.999% | 6.152% | 5.464% | 9.33% | 2.488% | 11.32% | 5.7% | 5.927% | 6.872% | 2.294% | 6.994% | 2.738% | -
TAS1 | Hydro | 48.46% | 40.19% | 40.03% | 42.29% | 39.48% | 36.12% | 35.03% | 34.25% | 40.23% | 32.91% | 33.8% | 36.59% | 32.53% | 31.92% | 29.97% | 30.69% | 33.27% | 34.13% | 30.8% | 28.82% | 31.48% | 33.16% | 28.8% | 28.73% | 31.51%
TAS1 | Hydrogen Turbine | bar: 2026-27 to 2050-51
TAS1 | Wind | 35.47% | 39.44% | 38.78% | 36.68% | 37.66% | 40.9% | 39.84% | 40.27% | 41.54% | 41.79% | 42.24% | 39.64% | 39.42% | 36.36% | 41.47% | 39.36% | 40.06% | 41.93% | 44.24% | 45.18% | 43.07% | 43.33% | 41.12% | 44.48% | 43.77%
TAS1 | Solar PV | - | - | 20.55% | 20.36% | 20.76% | 20.46% | 21.33% | 20.93% | 20.76% | 21.17% | 21.1% | 20.66% | 20.3% | 20.8% | 20.55% | 21.28% | 20.78% | 20.44% | 21.11% | 20.91% | 20.54% | 20.16% | 20.8% | 20.53% | 21.22%
TAS1 | Grid Battery | bar: 2026-27 to 2050-51
TAS1 | PHES | - | - | - | - | - | - | 19.26% | 20.04% | 21.12% | 20.55% | 21.21% | 20.32% | 19.23% | 17.8% | 16.79% | 16.65% | 15.8% | 17.08% | 15.59% | 16.14% | 14.47% | 13.47% | 14.12% | 12.39% | 10.87%
TAS1 | VPP | 1.508% | 6% | 5.017% | 4.713% | 6.148% | 6.099% | 6.582% | 6.373% | 6.889% | 7.167% | 7.94% | 7.144% | 7.224% | 6.647% | 6.062% | 6.732% | 6.925% | 6.415% | 6.664% | 7.299% | 6.308% | 5.247% | 5.781% | 5.39% | 5.235%
Explicitly modelled pumping
Region | Technology | 2026-27 | 2027-28 | 2028-29 | 2029-30 | 2030-31 | 2031-32 | 2032-33 | 2033-34 | 2034-35 | 2035-36 | 2036-37 | 2037-38 | 2038-39 | 2039-40 | 2040-41 | 2041-42 | 2042-43 | 2043-44 | 2044-45 | 2045-46 | 2046-47 | 2047-48 | 2048-49 | 2049-50 | 2050-51
NEM | Grid Battery Pump | 18.19% | 18.72% | 15.23% | 16.34% | 16.92% | 16.16% | 16.8% | 15.56% | 14.09% | 14.2% | 14.65% | 15.11% | 14.2% | 13.1% | 12.78% | 12.34% | 12.97% | 12.31% | 11.55% | 12.25% | 12.95% | 10.95% | 10.12% | 10.56% | 12.29%
NEM | PHES Pump | 25.04% | 29.52% | 31.6% | 25.27% | 29.12% | 27.37% | 28.73% | 28.42% | 28.25% | 26.52% | 26.5% | 28.08% | 24.47% | 23.54% | 22.16% | 22.54% | 22.21% | 20.9% | 20.13% | 22.11% | 19.08% | 15.85% | 13.39% | 13.36% | 17.1%
NEM | VPP Pump | 12.97% | 14.29% | 8.172% | 8.193% | 9.229% | 9.515% | 9.862% | 9.899% | 10.24% | 10.73% | 11.1% | 10.9% | 11.04% | 11.04% | 10.64% | 10.96% | 10.59% | 10.37% | 10.67% | 11.53% | 10.54% | 9.197% | 9.409% | 8.943% | 10.09%
Region | Technology | 2026-27 | 2027-28 | 2028-29 | 2029-30 | 2030-31 | 2031-32 | 2032-33 | 2033-34 | 2034-35 | 2035-36 | 2036-37 | 2037-38 | 2038-39 | 2039-40 | 2040-41 | 2041-42 | 2042-43 | 2043-44 | 2044-45 | 2045-46 | 2046-47 | 2047-48 | 2048-49 | 2049-50 | 2050-51
NSW1 | Grid Battery Pump | 21.74% | 20.78% | 17.52% | 19.01% | 19.9% | 18.77% | 19.77% | 18.62% | 18.64% | 19.41% | 19.63% | 18.22% | 17.5% | 16.18% | 16.57% | 15.73% | 15.77% | 15.53% | 15.39% | 16.08% | 14.61% | 13.42% | 13.78% | 14.21% | 15.52%
NSW1 | PHES Pump | 25.74% | 30.48% | 43.39% | 26.98% | 31.23% | 29.51% | 30.76% | 30.53% | 30.5% | 30.5% | 29.78% | 31.47% | 27.83% | 28.47% | 26.38% | 28.42% | 25.81% | 24.73% | 24.61% | 28.42% | 23.93% | 19% | 16.01% | 14.72% | 20.38%
NSW1 | VPP Pump | 13.92% | 14.06% | 8.437% | 8.724% | 9.663% | 10.02% | 10.3% | 10.44% | 10.84% | 11.74% | 11.94% | 11.72% | 11.92% | 12.22% | 12.1% | 12.23% | 11.47% | 11.43% | 12.41% | 12.77% | 11.46% | 10.34% | 10.45% | 10.17% | 11.87%
Region | Technology | 2026-27 | 2027-28 | 2028-29 | 2029-30 | 2030-31 | 2031-32 | 2032-33 | 2033-34 | 2034-35 | 2035-36 | 2036-37 | 2037-38 | 2038-39 | 2039-40 | 2040-41 | 2041-42 | 2042-43 | 2043-44 | 2044-45 | 2045-46 | 2046-47 | 2047-48 | 2048-49 | 2049-50 | 2050-51
QLD1 | Grid Battery Pump | 19.52% | 19.68% | 18.16% | 19.92% | 19.55% | 19.15% | 19.78% | 18.33% | 18.46% | 18.61% | 19.31% | 20.78% | 19.8% | 18.28% | 17.77% | 16.56% | 17.91% | 16.19% | 14.63% | 14.99% | 17.1% | 14.66% | 12.39% | 14.19% | 16.71%
QLD1 | PHES Pump | 24.22% | 28.39% | 17.83% | 16.51% | 18.33% | 16.41% | 19.07% | 18.06% | 16.82% | 21.08% | 21.94% | 23.57% | 19.86% | 16.86% | 16.41% | 14.61% | 17.4% | 15.61% | 14.02% | 13.57% | 12.52% | 11.44% | 9.551% | 11.36% | 12.82%
QLD1 | VPP Pump | 15.25% | 17.01% | 8.817% | 9.321% | 9.854% | 10.57% | 11.05% | 11.49% | 11.88% | 12.23% | 12.43% | 12.43% | 12.72% | 12.82% | 12.91% | 12.97% | 13.04% | 12.93% | 13.01% | 12.82% | 12.71% | 12.86% | 12.63% | 13.08% | 13.08%
Region | Technology | 2026-27 | 2027-28 | 2028-29 | 2029-30 | 2030-31 | 2031-32 | 2032-33 | 2033-34 | 2034-35 | 2035-36 | 2036-37 | 2037-38 | 2038-39 | 2039-40 | 2040-41 | 2041-42 | 2042-43 | 2043-44 | 2044-45 | 2045-46 | 2046-47 | 2047-48 | 2048-49 | 2049-50 | 2050-51
VIC1 | Grid Battery Pump | 15.76% | 17.22% | 10.58% | 10.42% | 12.06% | 11.21% | 11.44% | 10.38% | 7.669% | 7.418% | 7.738% | 7.209% | 6.419% | 6.028% | 5.704% | 5.993% | 6.322% | 5.847% | 5.781% | 6.382% | 5.844% | 4.536% | 4.794% | 4.02% | 4.545%
VIC1 | PHES Pump | bar: 2026-27 to 2050-51
VIC1 | VPP Pump | 12.54% | 13.02% | 7.052% | 6.453% | 8.585% | 8.64% | 8.894% | 8.628% | 8.535% | 8.774% | 9.431% | 8.874% | 8.776% | 8.496% | 7.34% | 8.103% | 7.665% | 7.044% | 6.938% | 9.22% | 7.768% | 5.145% | 5.696% | 4.493% | 5.906%
Region | Technology | 2026-27 | 2027-28 | 2028-29 | 2029-30 | 2030-31 | 2031-32 | 2032-33 | 2033-34 | 2034-35 | 2035-36 | 2036-37 | 2037-38 | 2038-39 | 2039-40 | 2040-41 | 2041-42 | 2042-43 | 2043-44 | 2044-45 | 2045-46 | 2046-47 | 2047-48 | 2048-49 | 2049-50 | 2050-51
SA1 | Grid Battery Pump | 11.89% | 15.66% | 14.11% | 14.03% | 14.13% | 13.07% | 13.64% | 12.26% | 13.33% | 13.04% | 13.85% | 16.01% | 14.82% | 12.92% | 11.94% | 11.68% | 12.27% | 13.01% | 11.25% | 13.79% | 12.74% | 9.06% | 8.778% | 7.985% | 9.156%
SA1 | PHES Pump | bar: 2026-27 to 2050-51
SA1 | VPP Pump | 10.86% | 14.27% | 8.609% | 8.575% | 8.502% | 8.325% | 8.726% | 8.345% | 9.294% | 9.323% | 9.846% | 10.27% | 10.55% | 10.21% | 9.786% | 10.15% | 10.12% | 10.31% | 9.922% | 11.16% | 10.49% | 8.324% | 8.994% | 7.742% | 9.397%
Region | Technology | 2026-27 | 2027-28 | 2028-29 | 2029-30 | 2030-31 | 2031-32 | 2032-33 | 2033-34 | 2034-35 | 2035-36 | 2036-37 | 2037-38 | 2038-39 | 2039-40 | 2040-41 | 2041-42 | 2042-43 | 2043-44 | 2044-45 | 2045-46 | 2046-47 | 2047-48 | 2048-49 | 2049-50 | 2050-51
TAS1 | Grid Battery Pump | bar: 2026-27 to 2050-51
TAS1 | PHES Pump | - | - | - | - | - | - | 25.34% | 26.39% | 27.81% | 27% | 28.13% | 26.51% | 25.37% | 23.36% | 22.33% | 21.74% | 20.92% | 22.28% | 20.51% | 21.54% | 18.75% | 18.02% | 18.28% | 16.38% | 14.22%
TAS1 | VPP Pump | 1.8% | 7.216% | 6.001% | 5.653% | 7.371% | 7.313% | 7.892% | 7.665% | 8.266% | 8.572% | 9.54% | 8.55% | 8.662% | 7.97% | 7.306% | 8.05% | 8.303% | 7.687% | 7.988% | 8.79% | 7.528% | 6.33% | 6.896% | 6.503% | 6.238%

## ML2_Generation
Annual sent-out generation by technology (GWh) - ML2, Accelerated Transition Scenario
Non-scheduled generation including Distributed PV is not shown.
Region | Technology | 2026-27 | 2027-28 | 2028-29 | 2029-30 | 2030-31 | 2031-32 | 2032-33 | 2033-34 | 2034-35 | 2035-36 | 2036-37 | 2037-38 | 2038-39 | 2039-40 | 2040-41 | 2041-42 | 2042-43 | 2043-44 | 2044-45 | 2045-46 | 2046-47 | 2047-48 | 2048-49 | 2049-50 | 2050-51
NEM | Black Coal | 55645.6426 | 41978.6787 | 14552.3665 | 2747.6477 | 2647.0798 | 2579.8496 | 2351.5029 | 2444.5839 | 2510.1703 | 1934.2124 | 2108.9935 | 8.1876e-05 | 8.3984e-05 | 8.3452e-05 | 5.5641e-05 | 6.0878e-05 | 5.6686e-05 | 4.8096e-05 | 4.2544e-05 | 3.388e-05 | 2.981e-05 | 2.9419e-05 | 2.7922e-05 | 2.8883e-05 | 3.8319e-05
NEM | Brown Coal | 18855.3771 | 16538.2322 | 2463.9547 | 2150.5862 | 4.0232e-05 | 4.0034e-05 | 3.6968e-05 | 3.372e-05 | 3.1127e-05 | 1.0791e-05 | 1.0287e-05 | 1.0026e-05 | 1.0014e-05 | 1.024e-05 | 1.0394e-05 | 1.0036e-05 | 1.0236e-05 | 1.0245e-05 | 9.8479e-06 | 9.9569e-06 | 9.8934e-06 | 0 | 0 | 0 | 0
NEM | CCGT | 14307.9604 | 11881.2962 | 13234.8673 | 11444.2561 | 10476.1541 | 8986.2723 | 9856.3383 | 9698.1181 | 9245.1724 | 7762.6363 | 7021.4455 | 6359.9104 | 6042.2104 | 5621.3554 | 5570.7905 | 4963.2303 | 5023.1391 | 4185.0882 | 3726.7325 | 2794.8774 | 2550.3255 | 2171.4289 | 2445.0865 | 2297.5667 | 1625.8385
NEM | Gas - Steam | 1214.9991 | 582.6824 | 958.2314 | 501.8423 | 535.7402 | 373.0408 | 374.0436 | 204.6852 | 390.7781 | 188.8093 | 193.0509 | 231.1078 | 150.4597 | 148.4387 | 145.4309 | 151.2434 | 163.8996 | 155.8737 | 143.0161 | 136.2171 | 138.7445 | 144.6298 | 134.6034 | 135.6832 | 0
NEM | OCGT / Diesel | 12995.395 | 8262.9467 | 14573.9892 | 11872.4504 | 11516.7488 | 10536.1632 | 10576.6296 | 7605.2432 | 11860.4678 | 6956.0904 | 7799.1573 | 10333.6061 | 10489.4559 | 12089.3957 | 10910.8768 | 9435.1242 | 4694.2975 | 11974.3079 | 6527.1906 | 9003.6687 | 9249.3337 | 5670.5301 | 10172.1196 | 6595.5063 | 12535.6582
NEM | Hydro | 17415.326 | 14732.957 | 17207.8849 | 15997.3497 | 16039.8598 | 14816.1542 | 14105.4156 | 15116.6632 | 16837.1879 | 14279.2424 | 13451.7991 | 16726.2954 | 14076.0172 | 12998.9974 | 12386.5283 | 12153.2522 | 13875.8119 | 14317.8189 | 13103.8947 | 11468.0489 | 14835.5528 | 13867.0624 | 12042.004 | 11948.141 | 12140.233
NEM | Hydrogen Turbine | 0 | 0 | 0 | 0 | 0 | 0 | 0 | 0 | 0 | 0 | 0 | 0 | 0 | 0 | 0 | 0 | 0 | 0 | 0 | 0 | 0 | 0 | 0 | 0 | 0
NEM | Wind | 41637.7503 | 65448.6751 | 91778.4807 | 98302.8445 | 105167.0042 | 113146.7601 | 121016.1322 | 135111.8986 | 140363.7729 | 150641.2422 | 157633.647 | 155137.5745 | 158713.2985 | 161577.0456 | 167744.8837 | 171654.9132 | 179812.7146 | 176275.1315 | 182770.2435 | 186003.0501 | 184830.7663 | 189871.1966 | 187301.4746 | 192020.1099 | 187178.9121
NEM | Solar PV | 28193.804 | 38435.8035 | 49138.2856 | 65585.9002 | 70024.3854 | 70604.554 | 73319.8899 | 73652.8885 | 80820.7145 | 88270.9414 | 92764.7311 | 105882.6245 | 108276.3899 | 110487.7209 | 117481.412 | 120760.8526 | 125443.2601 | 133016.9096 | 136129.6331 | 139868.4237 | 148201.2791 | 148832.6572 | 145817.1598 | 145950.9487 | 152423.8953
NEM | Grid Battery | 11413.6687 | 17915.8473 | 20562.8852 | 26295.5772 | 27385.4026 | 26389.2768 | 27691.6355 | 25591.3874 | 26329.5815 | 26544.4916 | 27298.6199 | 30498.3495 | 28672.2738 | 26669.4172 | 25861.3624 | 24862.4568 | 25941.007 | 24263.7424 | 22146.3208 | 22811.0827 | 26126.8963 | 21758.8202 | 18619.9024 | 16495.2546 | 18299.851
NEM | PHES | 1449.441 | 1670.2487 | 2312.7235 | 6590.2284 | 7550.418 | 7159.7746 | 8007.5269 | 7571.3607 | 7799.5489 | 11049.4843 | 10660.8913 | 11544.5225 | 10279.8189 | 9908.3701 | 9162.6028 | 9540.0611 | 9082.4471 | 8708.3512 | 8323.9717 | 9090.2513 | 8213.5269 | 6285.3513 | 5844.7856 | 5548.8267 | 7108.7085
NEM | VPP | 731.9994 | 1199.1441 | 990.8748 | 1391.5957 | 1979.2944 | 2527.2594 | 3208.9703 | 3917.7448 | 4804.4199 | 5913.9954 | 7183.0857 | 8259.3201 | 9794.4974 | 11321.4885 | 12374.6449 | 14462.4029 | 15679.4331 | 17222.2215 | 19722.4056 | 23536.5099 | 23804.5418 | 22636.7521 | 25424.3217 | 26185.7422 | 30388.662
NEM | USE / DSP | 414.2312 | 114.504 | 272.8302 | 2881.6282 | 2992.3714 | 2990.8269 | 2902.6595 | 2911.6607 | 3378.7311 | 3651.4878 | 3935.056 | 4059.5616 | 4160.1847 | 4273.8824 | 4314.1316 | 4619.2067 | 4692.742 | 5312.8982 | 5197.6499 | 5464.9451 | 6062.6873 | 6304.7788 | 7155.9948 | 7410.1083 | 5293.6949
Total |  | 204275.5948 | 218761.016 | 228047.3739 | 245761.9065 | 256314.4587 | 260109.932 | 273410.7442 | 283826.2342 | 304340.5454 | 317192.6335 | 330050.4774 | 349032.8724 | 350654.6067 | 355096.1119 | 365952.664 | 372602.7434 | 384408.7522 | 395432.3432 | 397791.0586 | 410177.0749 | 424013.6542 | 417543.2074 | 414957.4525 | 414587.8876 | 426995.4535
Region | Technology | 2026-27 | 2027-28 | 2028-29 | 2029-30 | 2030-31 | 2031-32 | 2032-33 | 2033-34 | 2034-35 | 2035-36 | 2036-37 | 2037-38 | 2038-39 | 2039-40 | 2040-41 | 2041-42 | 2042-43 | 2043-44 | 2044-45 | 2045-46 | 2046-47 | 2047-48 | 2048-49 | 2049-50 | 2050-51
NSW1 | Black Coal | 27243.807 | 17940.3024 | 6908.236 | 9.9472e-05 | 9.1548e-05 | 8.2781e-05 | 8.0908e-05 | 1.7822e-05 | 1.7861e-05 | 1.6913e-05 | 1.3674e-05 | 1.5919e-05 | 1.5212e-05 | 1.4728e-05 | 0 | 0 | 0 | 0 | 0 | 0 | 0 | 0 | 0 | 0 | 0
NSW1 | Brown Coal | 0 | 0 | 0 | 0 | 0 | 0 | 0 | 0 | 0 | 0 | 0 | 0 | 0 | 0 | 0 | 0 | 0 | 0 | 0 | 0 | 0 | 0 | 0 | 0 | 0
NSW1 | CCGT | 4343.0238 | 3754.3649 | 3957.8332 | 3797.5226 | 3107.1152 | 2598.2476 | 3218.1945 | 3351.1577 | 2655.3246 | 2863.465 | 2712.1834 | 2873.0948 | 2623.0529 | 2595.0982 | 2758.6619 | 2520.1167 | 2508.2734 | 1599.2897 | 1600.1204 | 1517.0569 | 1618.3113 | 1284.7296 | 1512.405 | 1457.7703 | 1625.8381
NSW1 | Gas - Steam | 0 | 0 | 0 | 0 | 0 | 0 | 0 | 0 | 0 | 0 | 0 | 0 | 0 | 0 | 0 | 0 | 0 | 0 | 0 | 0 | 0 | 0 | 0 | 0 | 0
NSW1 | OCGT / Diesel | 5067.4606 | 4286.1071 | 6579.564 | 5123.0874 | 4691.0204 | 5077.2255 | 4307.0227 | 3343.2888 | 4755.596 | 3570.0335 | 3752.7441 | 4811.0594 | 5691.8796 | 5662.6339 | 5666.0245 | 4075.5144 | 2679.0545 | 6120.9149 | 3178.8468 | 4352.1665 | 4136.0442 | 3300.4368 | 4400.0756 | 4018.6119 | 5728.402
NSW1 | Hydro | 3225.3361 | 2833.8956 | 3967.3484 | 2977.4454 | 2893.5263 | 2501.2249 | 2325.6236 | 2889.4781 | 3076.7542 | 2528.0979 | 1992.3665 | 3649.8876 | 2693.1219 | 2248.6494 | 2063.019 | 1958.7588 | 2574.0576 | 2687.2905 | 2455.0435 | 1801.8193 | 3165.0563 | 2456.7246 | 2143.9415 | 2067.3626 | 1863.4211
NSW1 | Hydrogen Turbine | 0 | 0 | 0 | 0 | 0 | 0 | 0 | 0 | 0 | 0 | 0 | 0 | 0 | 0 | 0 | 0 | 0 | 0 | 0 | 0 | 0 | 0 | 0 | 0 | 0
NSW1 | Wind | 8297.9915 | 14388.1593 | 24232.0156 | 24097.9182 | 26208.3132 | 26414.5892 | 30394.6328 | 33667.0551 | 32641.3624 | 34985.8268 | 36560.6485 | 38812.4192 | 36260.7589 | 38131.6457 | 37232.3269 | 44589.0821 | 46967.5902 | 42610.404 | 45096.7166 | 44945.6405 | 50684.2417 | 48477.6414 | 47990.3553 | 48046.1316 | 49178.9784
NSW1 | Solar PV | 12001.3124 | 15021.6252 | 17816.4511 | 27394.2153 | 28519.9886 | 28456.2145 | 30654.3942 | 30546.9554 | 33327.969 | 36140.0123 | 37000.1079 | 39351.6824 | 40592.8974 | 42875.6517 | 47381.3525 | 47682.8973 | 49213.0872 | 53262.2501 | 56271.4713 | 58290.9817 | 54855.0376 | 54940.4533 | 55637.5353 | 53485.2114 | 57198.8558
NSW1 | Grid Battery | 4335.2177 | 6287.3082 | 6205.4388 | 7830.4079 | 8350.821 | 8175.2639 | 8917.6318 | 8389.0479 | 8394.076 | 8739.4427 | 8755.721 | 8122.8786 | 7840.0398 | 7261.9338 | 7314.9551 | 7011.1285 | 6996.8668 | 6842.2372 | 6783.1087 | 7018.8969 | 5842.5294 | 5166.428 | 4586.8674 | 4047.9515 | 4292.3966
NSW1 | PHES | 346.2109 | 384.7294 | 1497.4597 | 5836.8404 | 6714.3855 | 6408.9556 | 6866.8543 | 6467.7398 | 6740.8784 | 6966.4767 | 6452.5093 | 7035.0712 | 6414.4987 | 6633.8379 | 6020.2858 | 6662.6582 | 5738.8758 | 5655.6951 | 5598.6371 | 6459.769 | 5736.8064 | 4046.1207 | 3951.9019 | 3322.0149 | 4661.1845
NSW1 | VPP | 297.4335 | 443.7801 | 383.2407 | 559.3679 | 777.3016 | 998.6683 | 1263.6572 | 1555.4652 | 1897.6314 | 2393.6538 | 2835.2344 | 3235.3359 | 3843.924 | 4516.2208 | 5034.1695 | 5740.7136 | 6021.437 | 6672.9555 | 8047.1435 | 9103.9934 | 9023.6064 | 8835.1218 | 9797.9768 | 10312.8194 | 12337.0139
NSW1 | USE / DSP | 0.35402 | 0.93803 | 8.313 | 1717.1233 | 1765.1247 | 1713.8294 | 1529.6462 | 1507.7213 | 1783.4238 | 2112.9799 | 2321.4407 | 2256.7126 | 2191.091 | 2169.901 | 2219.7939 | 2330.7271 | 2428.2803 | 2599.4665 | 2665.5999 | 2773.8374 | 2863.6156 | 2997.3086 | 3107.3095 | 3192.7356 | 3070.705
Total |  | 65158.1476 | 65341.2101 | 71555.9006 | 79333.9286 | 83027.5966 | 82344.2189 | 89477.6574 | 91717.9093 | 95273.0159 | 100299.9887 | 102382.9557 | 110148.1417 | 108151.2642 | 112095.5725 | 115690.5893 | 122571.5967 | 125127.5228 | 128050.5034 | 131696.6877 | 136264.1617 | 137925.2489 | 131504.9648 | 133128.3684 | 129950.6092 | 139956.7954
Region | Technology | 2026-27 | 2027-28 | 2028-29 | 2029-30 | 2030-31 | 2031-32 | 2032-33 | 2033-34 | 2034-35 | 2035-36 | 2036-37 | 2037-38 | 2038-39 | 2039-40 | 2040-41 | 2041-42 | 2042-43 | 2043-44 | 2044-45 | 2045-46 | 2046-47 | 2047-48 | 2048-49 | 2049-50 | 2050-51
QLD1 | Black Coal | 28401.8356 | 24038.3764 | 7644.1305 | 2747.6476 | 2647.0797 | 2579.8496 | 2351.5028 | 2444.5838 | 2510.1703 | 1934.2124 | 2108.9935 | 6.5957e-05 | 6.8772e-05 | 6.8725e-05 | 5.5641e-05 | 6.0878e-05 | 5.6686e-05 | 4.8096e-05 | 4.2544e-05 | 3.388e-05 | 2.981e-05 | 2.9419e-05 | 2.7922e-05 | 2.8883e-05 | 3.8319e-05
QLD1 | Brown Coal | 0 | 0 | 0 | 0 | 0 | 0 | 0 | 0 | 0 | 0 | 0 | 0 | 0 | 0 | 0 | 0 | 0 | 0 | 0 | 0 | 0 | 0 | 0 | 0 | 0
QLD1 | CCGT | 7792.4932 | 5751.9859 | 7198.7698 | 5875.912 | 5408.6122 | 4755.2891 | 4952.5965 | 4578.6668 | 4693.8063 | 3669.983 | 3061.6139 | 3486.8155 | 3419.1574 | 3026.2571 | 2812.1285 | 2443.1135 | 2514.8656 | 2585.7984 | 2126.612 | 1277.8204 | 932.0141 | 886.6992 | 932.6814 | 839.7963 | 9.998e-05
QLD1 | Gas - Steam | 204.1752 | 172.177 | 202.8463 | 206.2925 | 197.8424 | 178.7824 | 178.0443 | 180.271 | 178.7779 | 145.749 | 160.8857 | 169.334 | 150.4597 | 148.4387 | 145.4309 | 151.2434 | 163.8996 | 155.8737 | 143.0161 | 136.2171 | 138.7445 | 144.6298 | 134.6034 | 135.6832 | 0
QLD1 | OCGT / Diesel | 3651.7939 | 635.0679 | 2329.1999 | 2681.1299 | 2475.4271 | 2172.9951 | 1432.0518 | 1074.0091 | 1970.5174 | 851.9766 | 1476.2679 | 1450.2322 | 1620.8567 | 1970.2865 | 1534.9697 | 1098.4523 | 644.5737 | 1319.6963 | 876.3944 | 1902.632 | 846.0337 | 633.4395 | 1262.3294 | 266.4284 | 906.7989
QLD1 | Hydro | 687.6339 | 668.5449 | 693.739 | 666.4392 | 676.5476 | 645.6689 | 641.81 | 668.299 | 652.7795 | 583.726 | 598.3419 | 177.7664 | 129.2714 | 107.2802 | 145.394 | 105.4897 | 2.7202e-07 | 2.1271e-07 | 1.9349e-07 | 1.8295e-07 | 1.7752e-07 | 1.6841e-07 | 0.95561 | 1.9286e-07 | 4.1371e-07
QLD1 | Hydrogen Turbine | 0 | 0 | 0 | 0 | 0 | 0 | 0 | 0 | 0 | 0 | 0 | 0 | 0 | 0 | 0 | 0 | 0 | 0 | 0 | 0 | 0 | 0 | 0 | 0 | 0
QLD1 | Wind | 7565.6256 | 17613.9429 | 22886.2944 | 24088.5075 | 24898.135 | 26371.8326 | 29671.0476 | 33851.4575 | 37461.9961 | 38107.6348 | 39381.5369 | 35852.6722 | 35433.3748 | 36175.673 | 36183.8896 | 40115.7403 | 40673.8193 | 42261.2797 | 41357.0773 | 43516.5205 | 39065.2172 | 38646.2416 | 40937.0531 | 39470.2758 | 41229.9815
QLD1 | Solar PV | 10915.7159 | 13031.5874 | 18129.9545 | 24199.1594 | 24402.3884 | 25053.1913 | 25002.2531 | 25380.0329 | 27100.0576 | 30965.8909 | 33983.6983 | 41799.2518 | 42308.0079 | 42537.2045 | 44581.5897 | 43502.8583 | 46261.7897 | 46689.1372 | 46111.5786 | 46331.0924 | 59993.268 | 60987.4941 | 57271.2707 | 59699.6581 | 61977.8851
QLD1 | Grid Battery | 3571.7371 | 4619.0296 | 7582.8444 | 11129.5115 | 10926.3289 | 10702.9251 | 11069.7888 | 10247.5842 | 10319.0063 | 10412.3399 | 10796.2285 | 13592.487 | 12882.9406 | 12140.1289 | 11781.2942 | 11023.1624 | 11826.0565 | 10718.751 | 9450.4383 | 9092.4087 | 14338.8249 | 12194.52 | 10112.7337 | 9428.0584 | 10759.4663
QLD1 | PHES | 1103.23 | 1285.5193 | 815.2637 | 753.3877 | 836.0321 | 750.8186 | 874.9354 | 827.1091 | 767.3127 | 3799.4606 | 3915.7477 | 4229.0899 | 3599.9596 | 3028.8901 | 2910.6401 | 2647.623 | 3125.536 | 2816.9421 | 2510.2114 | 2407.7855 | 2277.021 | 2053.3501 | 1698.0888 | 2055.9131 | 2297.6089
QLD1 | VPP | 136.6104 | 249.3635 | 200.8244 | 326.023 | 448.3739 | 608.4281 | 791.6418 | 1013.815 | 1266.8252 | 1556.075 | 1874.6635 | 2217.8452 | 2676.4807 | 3140.25 | 3631.3037 | 4149.1967 | 4725.2151 | 5272.266 | 5934.8281 | 6491.8134 | 7112.0423 | 7902.9211 | 8476.7627 | 9548.1262 | 9826.091
QLD1 | USE / DSP | 0.45412 | 1.1432e-05 | 92.4874 | 290.9117 | 306.9862 | 318.2896 | 343.0761 | 377.8043 | 430.0177 | 445.7951 | 503.2987 | 575.9475 | 637.0986 | 713.5596 | 711.6352 | 757.5103 | 804.0175 | 986.5383 | 952.153 | 1073.6358 | 1233.497 | 1361.6629 | 1653.0555 | 1761.2986 | 847.785
Total |  | 64031.305 | 68065.595 | 67776.3543 | 72964.9218 | 73223.7534 | 74138.0704 | 77308.7482 | 80643.6326 | 87351.2669 | 92472.8431 | 97861.2764 | 103551.4417 | 102857.6075 | 102987.9686 | 104438.2756 | 105994.3899 | 110739.7731 | 112806.2828 | 109462.3093 | 112229.9257 | 125936.6628 | 124810.9585 | 122479.5344 | 123205.2381 | 127845.6168
Region | Technology | 2026-27 | 2027-28 | 2028-29 | 2029-30 | 2030-31 | 2031-32 | 2032-33 | 2033-34 | 2034-35 | 2035-36 | 2036-37 | 2037-38 | 2038-39 | 2039-40 | 2040-41 | 2041-42 | 2042-43 | 2043-44 | 2044-45 | 2045-46 | 2046-47 | 2047-48 | 2048-49 | 2049-50 | 2050-51
VIC1 | Black Coal | 0 | 0 | 0 | 0 | 0 | 0 | 0 | 0 | 0 | 0 | 0 | 0 | 0 | 0 | 0 | 0 | 0 | 0 | 0 | 0 | 0 | 0 | 0 | 0 | 0
VIC1 | Brown Coal | 18855.3771 | 16538.2322 | 2463.9547 | 2150.5862 | 4.0232e-05 | 4.0034e-05 | 3.6968e-05 | 3.372e-05 | 3.1127e-05 | 1.0791e-05 | 1.0287e-05 | 1.0026e-05 | 1.0014e-05 | 1.024e-05 | 1.0394e-05 | 1.0036e-05 | 1.0236e-05 | 1.0245e-05 | 9.8479e-06 | 9.9569e-06 | 9.8934e-06 | 0 | 0 | 0 | 0
VIC1 | CCGT | 0 | 0 | 0 | 0 | 0 | 0 | 0 | 0 | 0 | 0 | 0 | 0 | 0 | 0 | 0 | 0 | 0 | 0 | 0 | 0 | 0 | 0 | 0 | 0 | 0
VIC1 | Gas - Steam | 1010.8238 | 410.5054 | 755.3851 | 295.5498 | 337.8978 | 194.2585 | 195.9993 | 24.4142 | 212.0003 | 43.0603 | 32.1652 | 61.7738 | 4.6881e-06 | 0 | 0 | 0 | 0 | 0 | 0 | 0 | 0 | 0 | 0 | 0 | 0
VIC1 | OCGT / Diesel | 2730.4821 | 1956.9112 | 3916.4452 | 2737.4211 | 2845.6816 | 1821.426 | 3543.2195 | 2170.9884 | 3642.0373 | 1850.7164 | 1912.1225 | 3160.2124 | 2170.1569 | 3494.4112 | 2927.3271 | 3385.8919 | 958.9945 | 3696.6585 | 2226.9872 | 2457.6183 | 3963.4934 | 1584.2866 | 4079.9438 | 2069.2359 | 5026.2059
VIC1 | Hydro | 3276.8083 | 2749.5632 | 4099.6113 | 3429.2048 | 2961.8896 | 2971.1628 | 2703.1281 | 3312.1505 | 3419.2382 | 3242.444 | 2723.0039 | 4088.2776 | 3420.3138 | 2956.8305 | 2961.4259 | 2697.6981 | 3290.7847 | 3411.5759 | 3233.2272 | 2727.0631 | 4090.2175 | 3424.7068 | 2962.0378 | 2961.9255 | 2688.1958
VIC1 | Hydrogen Turbine | 0 | 0 | 0 | 0 | 0 | 0 | 0 | 0 | 0 | 0 | 0 | 0 | 0 | 0 | 0 | 0 | 0 | 0 | 0 | 0 | 0 | 0 | 0 | 0 | 0
VIC1 | Wind | 15249.5133 | 18299.7661 | 28375.8985 | 32241.5867 | 33717.8577 | 38487.6533 | 39445.8962 | 44880.6725 | 47275.2251 | 53422.1284 | 57394.5526 | 56838.2189 | 62804.93 | 62788.8775 | 67722.2553 | 61764.8303 | 65237.125 | 65932.5439 | 67810.1662 | 69076.2768 | 66202.4512 | 71312.4243 | 68372.1875 | 73096.2292 | 67931.3444
VIC1 | Solar PV | 3820.2366 | 7988.8425 | 8681.1399 | 9260.8115 | 12045.1386 | 12073.199 | 12477.1258 | 12530.3671 | 12620.125 | 13199.9611 | 13393.7174 | 13767.2594 | 14403.1751 | 14489.3266 | 14450.3487 | 18443.4893 | 18508.3354 | 19190.9681 | 20195.743 | 20162.8783 | 18628.3408 | 18913.5828 | 18721.6262 | 18056.7868 | 18444.6732
VIC1 | Grid Battery | 2492.7606 | 4952.7672 | 4246.7453 | 4833.1049 | 5605.5875 | 5199.6709 | 5299.1645 | 4783.2427 | 5285.9766 | 5113.3715 | 5327.7843 | 4965.9171 | 4424.0753 | 4172.3694 | 3926.9105 | 4029.656 | 4204.7367 | 3837.1861 | 3691.7764 | 4002.4088 | 3484.3457 | 2664.6827 | 2676.1925 | 1970.543 | 2029.9573
VIC1 | PHES | 0 | 0 | 0 | 0 | 0 | 0 | 0 | 0 | 0 | 0 | 0 | 0 | 0 | 0 | 0 | 0 | 0 | 0 | 0 | 0 | 0 | 0 | 0 | 0 | 0
VIC1 | VPP | 154.7765 | 251.0404 | 206.4776 | 281.6103 | 480.8078 | 603.0158 | 761.7009 | 904.8661 | 1068.7846 | 1299.627 | 1655.9136 | 1838.2011 | 2134.6597 | 2410.1112 | 2371.5809 | 3003.2918 | 3187.3046 | 3326.9577 | 3650.7122 | 5373.8042 | 5049.5962 | 3637.4689 | 4477.283 | 3825.2234 | 5196.8435
VIC1 | USE / DSP | 1.624 | 2.672 | 12.0766 | 760.4719 | 792.0552 | 832.3385 | 864.953 | 884.658 | 922.303 | 950.917 | 966.5228 | 1007.2847 | 1017.5101 | 1053.4016 | 1064.902 | 1093.3829 | 1110.4895 | 1149.9366 | 1172.5689 | 1170.8929 | 1189.5043 | 1209.1529 | 1219.7805 | 1232.6432 | 1201.0857
Total |  | 47592.4024 | 53150.3 | 52757.7342 | 55990.3473 | 58786.9157 | 62182.7248 | 65291.1874 | 69491.3595 | 74445.6902 | 79122.2257 | 83405.7822 | 85727.1452 | 90374.8209 | 91365.3281 | 95424.7504 | 94418.2402 | 96497.7705 | 100545.8269 | 101981.1811 | 104970.9423 | 102607.9493 | 102746.305 | 102509.0512 | 103212.587 | 102518.3058
Region | Technology | 2026-27 | 2027-28 | 2028-29 | 2029-30 | 2030-31 | 2031-32 | 2032-33 | 2033-34 | 2034-35 | 2035-36 | 2036-37 | 2037-38 | 2038-39 | 2039-40 | 2040-41 | 2041-42 | 2042-43 | 2043-44 | 2044-45 | 2045-46 | 2046-47 | 2047-48 | 2048-49 | 2049-50 | 2050-51
SA1 | Black Coal | 0 | 0 | 0 | 0 | 0 | 0 | 0 | 0 | 0 | 0 | 0 | 0 | 0 | 0 | 0 | 0 | 0 | 0 | 0 | 0 | 0 | 0 | 0 | 0 | 0
SA1 | Brown Coal | 0 | 0 | 0 | 0 | 0 | 0 | 0 | 0 | 0 | 0 | 0 | 0 | 0 | 0 | 0 | 0 | 0 | 0 | 0 | 0 | 0 | 0 | 0 | 0 | 0
SA1 | CCGT | 2172.4434 | 2374.9454 | 2078.2642 | 1770.8214 | 1960.4266 | 1632.7355 | 1685.5472 | 1768.2935 | 1896.0414 | 1229.1882 | 1247.6481 | 3.7387e-05 | 3.6738e-05 | 3.6683e-05 | 3.5958e-05 | 3.6108e-05 | 3.6199e-05 | 3.6485e-05 | 3.4964e-05 | 3.4416e-05 | 3.5521e-05 | 3.5749e-05 | 3.5681e-05 | 3.5424e-05 | 0.00017004
SA1 | Gas - Steam | 0 | 0 | 0 | 0 | 0 | 0 | 0 | 0 | 0 | 0 | 0 | 0 | 0 | 0 | 0 | 0 | 0 | 0 | 0 | 0 | 0 | 0 | 0 | 0 | 0
SA1 | OCGT / Diesel | 1513.2102 | 1384.8605 | 1743.126 | 1324.2106 | 1405.8453 | 1394.6253 | 1236.8676 | 1002.3904 | 1293.1729 | 604.5794 | 562.6878 | 764.8406 | 928.6161 | 866.1342 | 754.7963 | 827.8638 | 399.0341 | 779.5377 | 216.002 | 261.1398 | 268.8447 | 140.7106 | 394.2376 | 227.3171 | 874.2513
SA1 | Hydro | 0 | 0 | 0 | 0 | 0 | 0 | 0 | 0 | 0 | 0 | 0 | 0 | 0 | 0 | 0 | 0 | 0 | 0 | 0 | 0 | 0 | 0 | 0 | 0 | 0
SA1 | Hydrogen Turbine | 0 | 0 | 0 | 0 | 0 | 0 | 0 | 0 | 0 | 0 | 0 | 0 | 0 | 0 | 0 | 0 | 0 | 0 | 0 | 0 | 0 | 0 | 0 | 0 | 0
SA1 | Wind | 8774.2116 | 11099.7403 | 11211.8183 | 12076.577 | 13996.0828 | 14550.4933 | 13955.2864 | 14659.9439 | 13806.6486 | 14893.9127 | 14490.1689 | 13997.1664 | 14216.975 | 14878.4433 | 15653.667 | 14791.8449 | 16355.6054 | 14396.3805 | 17379.9252 | 17103.6187 | 17599.09 | 19958.2244 | 19110.3337 | 19623.9458 | 18424.8862
SA1 | Solar PV | 1456.5392 | 1846.0381 | 3861.1904 | 4088.1018 | 4400.73 | 4375.1636 | 4511.8819 | 4534.1148 | 7116.3507 | 7295.8906 | 7720.3621 | 10311.4438 | 10330.7021 | 9928.22 | 10418.6143 | 10458.9857 | 10803.3397 | 13228.6479 | 12883.732 | 14422.6059 | 14075.3629 | 13353.9899 | 13529.1867 | 14060.2704 | 14131.6597
SA1 | Grid Battery | 1013.9533 | 2056.7423 | 2527.8565 | 2502.5524 | 2502.6648 | 2311.4163 | 2405.0498 | 2171.512 | 2330.522 | 2279.3368 | 2418.8854 | 3817.066 | 3525.2172 | 3094.984 | 2838.2015 | 2798.5085 | 2913.3457 | 2865.5667 | 2220.9959 | 2697.3669 | 2461.1947 | 1733.188 | 1244.1073 | 1048.7004 | 1218.0295
SA1 | PHES | 0 | 0 | 0 | 0 | 0 | 0 | 0 | 0 | 0 | 0 | 0 | 0 | 0 | 0 | 0 | 0 | 0 | 0 | 0 | 0 | 0 | 0 | 0 | 0 | 0
SA1 | VPP | 141.972 | 247.0921 | 190.3301 | 209.7434 | 248.0639 | 286.1657 | 350.6784 | 393.73 | 505.8441 | 582.9713 | 708.6691 | 851.4087 | 999.7715 | 1104.3983 | 1180.4467 | 1371.2465 | 1515.3012 | 1710.7064 | 1812.0199 | 2229.2175 | 2297.3032 | 1967.0291 | 2317.449 | 2139.3127 | 2671.1384
SA1 | USE / DSP | 411.7991 | 110.894 | 159.9533 | 113.1214 | 128.0334 | 125.8467 | 163.3626 | 141.4771 | 237.5194 | 136.3839 | 143.7939 | 212.7181 | 314.4851 | 332.0406 | 310.9636 | 416.9175 | 349.9547 | 495.7478 | 370.8487 | 402.0879 | 676.6586 | 682.5967 | 826.9673 | 875.5875 | 167.3675
Total |  | 15484.1287 | 19120.3126 | 21772.5388 | 22085.128 | 24641.8468 | 24676.4464 | 24308.6739 | 24671.4618 | 27186.0991 | 27022.2629 | 27292.2153 | 29954.6436 | 30315.767 | 30204.2205 | 31156.6895 | 30665.3669 | 32336.5808 | 33476.587 | 34883.5237 | 37116.0367 | 37378.4541 | 37835.7387 | 37422.2817 | 37975.134 | 37487.3327
Region | Technology | 2026-27 | 2027-28 | 2028-29 | 2029-30 | 2030-31 | 2031-32 | 2032-33 | 2033-34 | 2034-35 | 2035-36 | 2036-37 | 2037-38 | 2038-39 | 2039-40 | 2040-41 | 2041-42 | 2042-43 | 2043-44 | 2044-45 | 2045-46 | 2046-47 | 2047-48 | 2048-49 | 2049-50 | 2050-51
TAS1 | Black Coal | 0 | 0 | 0 | 0 | 0 | 0 | 0 | 0 | 0 | 0 | 0 | 0 | 0 | 0 | 0 | 0 | 0 | 0 | 0 | 0 | 0 | 0 | 0 | 0 | 0
TAS1 | Brown Coal | 0 | 0 | 0 | 0 | 0 | 0 | 0 | 0 | 0 | 0 | 0 | 0 | 0 | 0 | 0 | 0 | 0 | 0 | 0 | 0 | 0 | 0 | 0 | 0 | 0
TAS1 | CCGT | 0 | 1.0559e-05 | 1.0405e-05 | 1.1936e-05 | 1.5558e-05 | 1.6678e-05 | 2.3347e-05 | 2.4136e-05 | 2.4904e-05 | 2.352e-05 | 2.359e-05 | 2.7524e-05 | 2.7157e-05 | 2.7433e-05 | 2.7145e-05 | 2.7231e-05 | 2.73e-05 | 2.7356e-05 | 2.6802e-05 | 2.6414e-05 | 2.7221e-05 | 2.7305e-05 | 2.7665e-05 | 2.7394e-05 | 8.8117e-05
TAS1 | Gas - Steam | 0 | 0 | 0 | 0 | 0 | 0 | 0 | 0 | 0 | 0 | 0 | 0 | 0 | 0 | 0 | 0 | 0 | 0 | 0 | 0 | 0 | 0 | 0 | 0 | 0
TAS1 | OCGT / Diesel | 32.4482 | 1.283e-05 | 5.654 | 6.6015 | 98.7744 | 69.8913 | 57.468 | 14.5666 | 199.1441 | 78.7845 | 95.3351 | 147.2615 | 77.9467 | 95.9298 | 27.7592 | 47.4019 | 12.6407 | 57.5005 | 28.9601 | 30.1122 | 34.9176 | 11.6565 | 35.5332 | 13.9131 | 0.00014327
TAS1 | Hydro | 10225.5477 | 8480.9533 | 8447.1862 | 8924.2602 | 9507.8964 | 8698.0976 | 8434.8539 | 8246.7357 | 9688.416 | 7924.9744 | 8138.0869 | 8810.3638 | 7833.3101 | 7686.2373 | 7216.6893 | 7391.3056 | 8010.9696 | 8218.9525 | 7415.624 | 6939.1665 | 7580.279 | 7985.6309 | 6935.0692 | 6918.8528 | 7588.6161
TAS1 | Hydrogen Turbine | 0 | 0 | 0 | 0 | 0 | 0 | 0 | 0 | 0 | 0 | 0 | 0 | 0 | 0 | 0 | 0 | 0 | 0 | 0 | 0 | 0 | 0 | 0 | 0 | 0
TAS1 | Wind | 1750.4083 | 4047.0665 | 5072.454 | 5798.255 | 6346.6155 | 7322.1916 | 7549.2692 | 8052.7696 | 9178.5408 | 9231.7396 | 9806.7401 | 9637.0978 | 9997.2598 | 9602.406 | 10952.7448 | 10393.4157 | 10578.5747 | 11074.5234 | 11126.3583 | 11360.9935 | 11279.7662 | 11476.6649 | 10891.5449 | 11783.5275 | 10413.7216
TAS1 | Solar PV | 0 | 547.7102 | 649.5497 | 643.6121 | 656.1398 | 646.7857 | 674.2348 | 661.4183 | 656.2122 | 669.1864 | 666.8454 | 652.9871 | 641.6075 | 657.3181 | 649.5068 | 672.622 | 656.7081 | 645.9063 | 667.1083 | 660.8654 | 649.2699 | 637.137 | 657.5408 | 649.0219 | 670.8214
TAS1 | Grid Battery | 0 | 9.4705e-05 | 0.00011715 | 0.0004302 | 0.00047362 | 0.00056631 | 0.00058637 | 0.00055422 | 0.00060419 | 0.00073315 | 0.00072317 | 0.00083595 | 0.00089038 | 0.0011333 | 0.0011477 | 0.0013718 | 0.001257 | 0.0013469 | 0.0014793 | 0.0015082 | 0.0015905 | 0.0014146 | 0.0014722 | 0.0013067 | 0.0013691
TAS1 | PHES | 0 | 0 | 5.453e-05 | 0.00036628 | 0.00043163 | 0.00046556 | 265.7372 | 276.5119 | 291.3578 | 283.547 | 292.6343 | 280.3614 | 265.3606 | 245.642 | 231.6769 | 229.7799 | 218.0353 | 235.714 | 215.1233 | 222.6969 | 199.6994 | 185.8805 | 194.7949 | 170.8987 | 149.9151
TAS1 | VPP | 1.207 | 7.868 | 10.0019 | 14.851 | 24.7471 | 30.9815 | 41.292 | 49.8685 | 65.3346 | 81.6684 | 108.6052 | 116.5292 | 139.6616 | 150.5082 | 157.1441 | 197.9543 | 230.1752 | 239.3359 | 277.7019 | 337.6814 | 321.9936 | 294.2112 | 354.8502 | 360.2605 | 357.5752
TAS1 | USE / DSP | 2.054e-06 | 1.457e-06 | 1.5061e-06 | 1.1747e-06 | 0.172 | 0.52279 | 1.6216 | 1.6557e-06 | 5.4671 | 5.412 | 2.2135e-06 | 6.8986 | 2.8612e-06 | 4.9795 | 6.837 | 20.669 | 3.6854e-06 | 81.209 | 36.4794 | 44.491 | 99.4118 | 54.0578 | 348.882 | 347.8434 | 6.7517
Total |  | 12009.6112 | 13083.5982 | 14184.846 | 15387.5807 | 16634.3462 | 16768.4716 | 17024.4774 | 17301.871 | 20084.4734 | 18275.313 | 19108.2478 | 19651.5002 | 18955.1471 | 18443.0222 | 19242.3592 | 18953.1496 | 19707.1049 | 20553.1431 | 19767.3569 | 19596.0085 | 20165.339 | 20645.2403 | 19418.2168 | 20244.3193 | 19187.4027
Explicitly modelled pumping
Region | Technology | 2026-27 | 2027-28 | 2028-29 | 2029-30 | 2030-31 | 2031-32 | 2032-33 | 2033-34 | 2034-35 | 2035-36 | 2036-37 | 2037-38 | 2038-39 | 2039-40 | 2040-41 | 2041-42 | 2042-43 | 2043-44 | 2044-45 | 2045-46 | 2046-47 | 2047-48 | 2048-49 | 2049-50 | 2050-51
NEM | Grid Battery Pump | 12984.9437 | 20606.6524 | 24105.0908 | 31092.9292 | 32313.5992 | 31139.2142 | 32711.9925 | 30206.1191 | 31101.3427 | 31342.9182 | 32267.8472 | 36211.4395 | 33910.338 | 31512.8834 | 30676.493 | 29278.4079 | 30713.545 | 28613.724 | 26138.9526 | 26986.8004 | 30908.7062 | 25757.1101 | 21943.6005 | 19449.864 | 21606.7876
NEM | PHES Pump | 3421.4795 | 4033.9571 | 4317.6774 | 9761.9877 | 11251.0405 | 10573.3972 | 11493.6063 | 11371.3448 | 11301.9421 | 15250.2158 | 15238.4143 | 16150.3047 | 14074.7674 | 13539.6428 | 12743.1592 | 12962.8758 | 12775.4134 | 12018.7242 | 11576.2217 | 12714.1293 | 10974.6507 | 9113.6466 | 7702.0992 | 7686.6903 | 9836.8775
NEM | VPP Pump | 877.0542 | 1439.5161 | 1186.509 | 1670.6744 | 2371.5135 | 3030.8421 | 3849.6637 | 4697.5029 | 5760.1748 | 7089.7404 | 8612.7226 | 9913.8505 | 11747.2344 | 13561.3167 | 14876.5322 | 17303.4775 | 18822.3832 | 20627.4616 | 23649.0302 | 28288.4429 | 28475.7873 | 27224.6261 | 30402.7979 | 31412.6236 | 36420.2694
Region | Technology | 2026-27 | 2027-28 | 2028-29 | 2029-30 | 2030-31 | 2031-32 | 2032-33 | 2033-34 | 2034-35 | 2035-36 | 2036-37 | 2037-38 | 2038-39 | 2039-40 | 2040-41 | 2041-42 | 2042-43 | 2043-44 | 2044-45 | 2045-46 | 2046-47 | 2047-48 | 2048-49 | 2049-50 | 2050-51
NSW1 | Grid Battery Pump | 4824.4876 | 7143.7336 | 7168.2633 | 9169.1353 | 9770.432 | 9545.4164 | 10450.9277 | 9829.3889 | 9837.5324 | 10244.5808 | 10275.3838 | 9538.348 | 9158.7311 | 8468.2392 | 8575.5778 | 8144.0095 | 8163.9748 | 7972.5037 | 7898.0876 | 8213.3703 | 6759.1232 | 6002.2515 | 5257.5955 | 4632.4894 | 4922.8008
NSW1 | PHES Pump | 1894.078 | 2243.0715 | 3192.9272 | 8720.7454 | 10094.8844 | 9538.2939 | 9941.452 | 9868.0451 | 9857.5235 | 9858.4737 | 9627.5787 | 10171.6308 | 8995.9829 | 9203.2438 | 8526.6807 | 9185.2331 | 8343.5317 | 7993.9736 | 7954.3829 | 9186.1689 | 7735.7956 | 6140.9146 | 5175.8831 | 4756.9007 | 6588.4872
NSW1 | VPP Pump | 356.3995 | 532.6405 | 459.0338 | 670.7254 | 932.1091 | 1197.706 | 1515.1038 | 1864.8991 | 2275.8488 | 2869.649 | 3399.5534 | 3889.3711 | 4603.868 | 5410.3597 | 6054.1505 | 6865.5533 | 7220.0358 | 8001.1013 | 9649.008 | 10947.719 | 10788.0535 | 10631.8532 | 11710.1893 | 12364.9376 | 14792.5764
Region | Technology | 2026-27 | 2027-28 | 2028-29 | 2029-30 | 2030-31 | 2031-32 | 2032-33 | 2033-34 | 2034-35 | 2035-36 | 2036-37 | 2037-38 | 2038-39 | 2039-40 | 2040-41 | 2041-42 | 2042-43 | 2043-44 | 2044-45 | 2045-46 | 2046-47 | 2047-48 | 2048-49 | 2049-50 | 2050-51
QLD1 | Grid Battery Pump | 4132.556 | 5368.2975 | 9017.762 | 13299.2041 | 13052.4592 | 12786.8997 | 13207.527 | 12236.7546 | 12325.0348 | 12421.8895 | 12890.5515 | 16311.6332 | 15366.4384 | 14515.5443 | 14110.8374 | 13152.6644 | 14144.0326 | 12788.3826 | 11298.8891 | 10852.579 | 17189.0653 | 14581.7977 | 12147.7236 | 11298.1684 | 12923.9388
QLD1 | PHES Pump | 1527.4016 | 1790.8857 | 1124.7502 | 1041.2419 | 1156.1555 | 1035.1027 | 1202.5002 | 1139.1639 | 1060.7357 | 5019.2757 | 5222.6883 | 5612.8795 | 4728.6929 | 4014.1189 | 3908.3486 | 3477.6579 | 4143.1772 | 3717.3263 | 3338.8069 | 3230.8277 | 2980.2031 | 2724.042 | 2274.0174 | 2703.8107 | 3052.2458
QLD1 | VPP Pump | 163.7146 | 299.1712 | 240.6493 | 390.9282 | 537.6337 | 729.9349 | 948.8209 | 1215.6499 | 1519.4202 | 1865.8058 | 2247.3904 | 2660.0321 | 3208.7003 | 3765.205 | 4354.8427 | 4974.9865 | 5665.731 | 6321.084 | 7117.0169 | 7784.0328 | 8527.705 | 9475.6812 | 10164.2047 | 11448.1848 | 11781.1402
Region | Technology | 2026-27 | 2027-28 | 2028-29 | 2029-30 | 2030-31 | 2031-32 | 2032-33 | 2033-34 | 2034-35 | 2035-36 | 2036-37 | 2037-38 | 2038-39 | 2039-40 | 2040-41 | 2041-42 | 2042-43 | 2043-44 | 2044-45 | 2045-46 | 2046-47 | 2047-48 | 2048-49 | 2049-50 | 2050-51
VIC1 | Grid Battery Pump | 2829.4483 | 5660.9503 | 4906.221 | 5627.9057 | 6509.917 | 6050.195 | 6175.8464 | 5553.316 | 6155.6351 | 5954.3308 | 6211.5775 | 5786.5101 | 5149.7248 | 4836.2414 | 4576.5097 | 4650.1904 | 4905.9437 | 4435.1147 | 4283.1693 | 4672.8695 | 4027.8062 | 3087.0669 | 3066.5899 | 2258.1032 | 2314.0763
VIC1 | PHES Pump | 0 | 0 | 0 | 0 | 0 | 0 | 0 | 0 | 0 | 0 | 0 | 0 | 0 | 0 | 0 | 0 | 0 | 0 | 0 | 0 | 0 | 0 | 0 | 0 | 0
VIC1 | VPP Pump | 185.4551 | 301.5331 | 247.0713 | 339.0615 | 575.1617 | 723.0605 | 915.2433 | 1085.3609 | 1279.9707 | 1557.6015 | 1985.5404 | 2204.1156 | 2565.0816 | 2884.3739 | 2858.5692 | 3586.223 | 3841.0914 | 3969.8923 | 4377.4181 | 6470.4973 | 6027.7184 | 4394.281 | 5335.7961 | 4593.037 | 6224.3653
Region | Technology | 2026-27 | 2027-28 | 2028-29 | 2029-30 | 2030-31 | 2031-32 | 2032-33 | 2033-34 | 2034-35 | 2035-36 | 2036-37 | 2037-38 | 2038-39 | 2039-40 | 2040-41 | 2041-42 | 2042-43 | 2043-44 | 2044-45 | 2045-46 | 2046-47 | 2047-48 | 2048-49 | 2049-50 | 2050-51
SA1 | Grid Battery Pump | 1198.4519 | 2433.6708 | 3012.8443 | 2996.6836 | 2980.7905 | 2756.7026 | 2877.6907 | 2586.6589 | 2783.1397 | 2722.1163 | 2890.3335 | 4574.9472 | 4235.4426 | 3692.8571 | 3413.5668 | 3331.542 | 3499.5924 | 3417.7215 | 2658.8049 | 3247.9797 | 2932.7097 | 2085.9924 | 1471.6898 | 1261.1014 | 1445.9701
SA1 | PHES Pump | 0 | 0 | 0 | 0 | 0 | 0 | 0 | 0 | 0 | 0 | 0 | 0 | 0 | 0 | 0 | 0 | 0 | 0 | 0 | 0 | 0 | 0 | 0 | 0 | 0
SA1 | VPP Pump | 170.0441 | 296.7079 | 227.7901 | 252.146 | 296.9404 | 342.9901 | 420.9832 | 471.6098 | 606.5372 | 699.0047 | 849.7486 | 1020.8713 | 1202.1178 | 1320.913 | 1419.5869 | 1640.0084 | 1819.5531 | 2048.5941 | 2172.7033 | 2679.5228 | 2747.9955 | 2367.8782 | 2769.311 | 2571.8508 | 3196.0848
Region | Technology | 2026-27 | 2027-28 | 2028-29 | 2029-30 | 2030-31 | 2031-32 | 2032-33 | 2033-34 | 2034-35 | 2035-36 | 2036-37 | 2037-38 | 2038-39 | 2039-40 | 2040-41 | 2041-42 | 2042-43 | 2043-44 | 2044-45 | 2045-46 | 2046-47 | 2047-48 | 2048-49 | 2049-50 | 2050-51
TAS1 | Grid Battery Pump | 0 | 0.00011272 | 0.00013917 | 0.00051124 | 0.00056214 | 0.0006727 | 0.000697 | 0.00065877 | 0.00071815 | 0.0008703 | 0.0008598 | 0.00099384 | 0.0010596 | 0.0013479 | 0.0013674 | 0.0016305 | 0.0014962 | 0.0016006 | 0.0017589 | 0.0017965 | 0.0018883 | 0.0016845 | 0.0017478 | 0.0015543 | 0.0016259
TAS1 | PHES Pump | 0 | 0 | 7.177e-05 | 0.00048633 | 0.00056363 | 0.00061467 | 349.6542 | 364.1357 | 383.683 | 372.4663 | 388.1473 | 365.7944 | 350.0917 | 322.2802 | 308.1299 | 299.9848 | 288.7044 | 307.4243 | 283.0319 | 297.1327 | 258.652 | 248.69 | 252.1987 | 225.9789 | 196.1445
TAS1 | VPP Pump | 1.4409 | 9.4635 | 11.9646 | 17.8133 | 29.6687 | 37.1506 | 49.5125 | 59.9831 | 78.3978 | 97.6795 | 130.4899 | 139.4604 | 167.4667 | 180.4651 | 189.3828 | 236.7063 | 275.9719 | 286.7899 | 332.8839 | 406.671 | 384.3149 | 354.9325 | 423.2968 | 434.6134 | 426.1027

## ML2_Capacity
Installed capacity by technology (MW) - ML2, Accelerated Transition Scenario
Capacity calculated on 1 July. In early study years some wind and solar projects enter later in the financial year and are therefore reflected in the following financial year's capacity.
Non-scheduled generation including Distributed PV is not shown.
Region | Technology | 2026-27 | 2027-28 | 2028-29 | 2029-30 | 2030-31 | 2031-32 | 2032-33 | 2033-34 | 2034-35 | 2035-36 | 2036-37 | 2037-38 | 2038-39 | 2039-40 | 2040-41 | 2041-42 | 2042-43 | 2043-44 | 2044-45 | 2045-46 | 2046-47 | 2047-48 | 2048-49 | 2049-50 | 2050-51
NEM | Black Coal | 16456 | 16456 | 3570.0336 | 450 | 450 | 450 | 450 | 450 | 450 | 450 | 450 | 0 | 0 | 0 | 0 | 0 | 0 | 0 | 0 | 0 | 0 | 0 | 0 | 0 | 0
NEM | Brown Coal | 4835 | 4275 | 580 | 580 | 0 | 0 | 0 | 0 | 0 | 0 | 0 | 0 | 0 | 0 | 0 | 0 | 0 | 0 | 0 | 0 | 0 | 0 | 0 | 0 | 0
NEM | CCGT | 3329.9 | 3329.9 | 3149.9 | 3149.9 | 3149.9 | 3149.9 | 3149.9 | 3149.9 | 3149.9 | 3149.9 | 2764.9 | 2235.9 | 2235.9 | 2091.5 | 2091.5 | 2091.5 | 2091.5 | 1651.5 | 1651.5 | 1007 | 763 | 763 | 763 | 763 | 375
NEM | Gas - Steam | 532 | 532 | 532 | 532 | 532 | 532 | 532 | 532 | 532 | 532 | 532 | 532 | 532 | 32 | 32 | 32 | 32 | 32 | 32 | 32 | 32 | 32 | 32 | 32 | 0
NEM | OCGT / Diesel | 7777.959 | 7777.959 | 7901.5135 | 8301.5135 | 8175.9294 | 8175.9294 | 8530.0786 | 7936.5786 | 8108.8733 | 9375.0024 | 9354.2024 | 9983.9213 | 9983.9213 | 9543.9213 | 9423.9213 | 9423.9213 | 9329.9213 | 11497.1658 | 10438.1668 | 10438.1668 | 10340.9385 | 9756.9385 | 10271.2444 | 9752.2444 | 10133.7075
NEM | Hydro | 7365.42 | 7365.42 | 7365.42 | 7365.42 | 7705.32 | 7705.32 | 7705.32 | 7705.32 | 7705.32 | 7705.32 | 7705.32 | 7705.32 | 7705.32 | 7705.32 | 7705.32 | 7705.32 | 7705.32 | 7705.32 | 7705.32 | 7705.32 | 7705.32 | 7705.32 | 7705.32 | 7705.32 | 7705.32
NEM | Hydrogen Turbine | 0 | 0 | 0 | 0 | 0 | 0 | 0 | 0 | 0 | 0 | 0 | 0 | 0 | 0 | 0 | 0 | 0 | 0 | 0 | 0 | 0 | 0 | 0 | 0 | 0
NEM | Wind | 14022.588 | 20871.4153 | 30955.3056 | 32834.4417 | 35294.4967 | 36191.9793 | 40156.6823 | 46097.9265 | 47501.7955 | 48233.8955 | 49885.82 | 53655.4448 | 54528.383 | 56817.048 | 56151.9867 | 61605.6323 | 64458.7121 | 64432.7005 | 64296.226 | 63165.7717 | 67962.8228 | 72245.3195 | 72072.0243 | 70647.2343 | 70281.8843
NEM | Solar PV | 12324.098 | 17760.731 | 23750.9595 | 32366.711 | 33812.9513 | 33806.8313 | 33835.0501 | 34801.9641 | 39481.6678 | 40800.4991 | 43365.4399 | 56404.0242 | 57057.4002 | 60082.1088 | 61902.59 | 64728.8341 | 67378.4102 | 75221.4615 | 74854.8095 | 74737.1425 | 84811.4694 | 89386.1555 | 89421.1209 | 87967.2009 | 86759.3059
NEM | Grid Battery | 8050.83 | 12464.6646 | 17971.0331 | 21627.5897 | 21698.0096 | 21898.0096 | 22126.8312 | 22061.5012 | 25091.6614 | 25091.6614 | 25041.6614 | 27261.4945 | 27156.4945 | 27360.0635 | 27295.0635 | 26988.794 | 26938.794 | 26430.724 | 25830.7241 | 25143.1241 | 27252.1019 | 26854.876 | 24760.8472 | 21027.2918 | 20066.8712
NEM | PHES | 1060 | 1060 | 1060 | 3910.0002 | 3910.0002 | 3910.0002 | 4067.5067 | 4067.5067 | 4067.5067 | 6065.5067 | 6065.5067 | 6065.5067 | 6065.5067 | 6065.5067 | 6065.5067 | 6065.5067 | 6065.5067 | 6065.5067 | 6065.5067 | 6065.5067 | 6065.5067 | 6065.5067 | 6065.5067 | 6065.5067 | 6065.5067
NEM | VPP | 771.66 | 1149.8 | 1657.44 | 2327.93 | 2933.44 | 3636.1501 | 4456.08 | 5417.2599 | 6421.98 | 7544.2601 | 8859.3201 | 10386 | 12145.3701 | 14017.92 | 15960.2201 | 18021.2702 | 20296.0799 | 22701.1698 | 25296.3102 | 28002.64 | 30830.22 | 33791.0795 | 36887.8596 | 40097.6204 | 41204.0998
Total |  | 76525.455 | 93042.8899 | 98493.6053 | 113445.506 | 117662.0471 | 119456.1199 | 125009.4488 | 132219.9569 | 142510.7046 | 148948.0452 | 154024.1705 | 174229.6115 | 177410.2957 | 183715.3884 | 186628.1083 | 196662.7786 | 204296.2442 | 215737.5483 | 216170.5634 | 216296.6718 | 235763.3793 | 246600.1957 | 247978.923 | 244057.4184 | 242591.6954
Region | Technology | 2026-27 | 2027-28 | 2028-29 | 2029-30 | 2030-31 | 2031-32 | 2032-33 | 2033-34 | 2034-35 | 2035-36 | 2036-37 | 2037-38 | 2038-39 | 2039-40 | 2040-41 | 2041-42 | 2042-43 | 2043-44 | 2044-45 | 2045-46 | 2046-47 | 2047-48 | 2048-49 | 2049-50 | 2050-51
NSW1 | Black Coal | 8330 | 8330 | 2077.7447 | 0 | 0 | 0 | 0 | 0 | 0 | 0 | 0 | 0 | 0 | 0 | 0 | 0 | 0 | 0 | 0 | 0 | 0 | 0 | 0 | 0 | 0
NSW1 | Brown Coal | 0 | 0 | 0 | 0 | 0 | 0 | 0 | 0 | 0 | 0 | 0 | 0 | 0 | 0 | 0 | 0 | 0 | 0 | 0 | 0 | 0 | 0 | 0 | 0 | 0
NSW1 | CCGT | 815 | 815 | 815 | 815 | 815 | 815 | 815 | 815 | 815 | 815 | 815 | 815 | 815 | 815 | 815 | 815 | 815 | 375 | 375 | 375 | 375 | 375 | 375 | 375 | 375
NSW1 | Gas - Steam | 0 | 0 | 0 | 0 | 0 | 0 | 0 | 0 | 0 | 0 | 0 | 0 | 0 | 0 | 0 | 0 | 0 | 0 | 0 | 0 | 0 | 0 | 0 | 0 | 0
NSW1 | OCGT / Diesel | 2284.799 | 2284.799 | 2284.799 | 2284.799 | 2284.799 | 2284.799 | 2292.2545 | 2292.2545 | 2501.5352 | 3005.3632 | 2984.5632 | 3614.2821 | 3614.2821 | 3614.2821 | 3614.2821 | 3614.2821 | 3614.2821 | 4313.5593 | 3464.5603 | 3464.5603 | 3464.5603 | 3464.5603 | 3464.5603 | 3464.5603 | 3905.4602
NSW1 | Hydro | 2525 | 2525 | 2525 | 2525 | 2525 | 2525 | 2525 | 2525 | 2525 | 2525 | 2525 | 2525 | 2525 | 2525 | 2525 | 2525 | 2525 | 2525 | 2525 | 2525 | 2525 | 2525 | 2525 | 2525 | 2525
NSW1 | Hydrogen Turbine | 0 | 0 | 0 | 0 | 0 | 0 | 0 | 0 | 0 | 0 | 0 | 0 | 0 | 0 | 0 | 0 | 0 | 0 | 0 | 0 | 0 | 0 | 0 | 0 | 0
NSW1 | Wind | 2819.86 | 4560.9942 | 8233.218 | 8233.2183 | 9152.2183 | 9253.0184 | 10400.2546 | 12057.2553 | 12057.2553 | 12057.2553 | 12765.9603 | 13982.5786 | 13897.498 | 14553.7475 | 14215.9862 | 17562.1036 | 18473.4531 | 18003.9556 | 18003.9556 | 17853.6048 | 20465.1686 | 21302.8878 | 20906.8878 | 20793.6978 | 20793.6978
NSW1 | Solar PV | 5529.393 | 7348.233 | 8251.079 | 14620.3979 | 14620.3979 | 14620.3979 | 14620.3979 | 14642.914 | 16608.2359 | 16608.2359 | 17391.5254 | 21515.0072 | 22097.1888 | 23038.5974 | 24859.0786 | 24859.0786 | 26466.2561 | 30295.9251 | 30295.9251 | 30259.8451 | 31293.8539 | 33768.5998 | 33718.5998 | 33124.3998 | 32207.6618
NSW1 | Grid Battery | 2533.1 | 3923.4887 | 4671.5618 | 5505.3789 | 5605.7988 | 5805.7988 | 6034.6204 | 6024.6204 | 6024.6204 | 6024.6204 | 5974.6204 | 5974.6213 | 5974.6213 | 5974.6213 | 5909.6213 | 5909.6213 | 5909.6214 | 5859.6214 | 5859.6214 | 5832.0214 | 5282.0214 | 5104.6526 | 4356.2595 | 3722.4426 | 3622.0227
NSW1 | PHES | 240 | 240 | 240 | 3090 | 3090 | 3090 | 3090 | 3090 | 3090 | 3090 | 3090 | 3090 | 3090 | 3090 | 3090 | 3090 | 3090 | 3090 | 3090 | 3090 | 3090 | 3090 | 3090 | 3090 | 3090
NSW1 | VPP | 292.37 | 432.37 | 621.11 | 877.68 | 1101.14 | 1364.4801 | 1678.56 | 2038.9399 | 2397.21 | 2790.2501 | 3251.3001 | 3788.16 | 4407.46 | 5055.4199 | 5711.9301 | 6409.9802 | 7183.1399 | 7993.6399 | 8876.29 | 9790.3401 | 10743.2798 | 11741.7598 | 12788.2798 | 13883.3101 | 14232.1904
Total |  | 25369.522 | 30459.8849 | 29719.5125 | 37951.4741 | 39194.3541 | 39758.4941 | 41456.0874 | 43485.9841 | 46018.8568 | 46915.7249 | 48797.9694 | 55304.6492 | 56421.0501 | 58666.6683 | 60740.8983 | 64785.0658 | 68076.7526 | 72456.7013 | 72490.3525 | 73190.3717 | 77238.884 | 81372.4604 | 81224.5873 | 80978.4106 | 80751.0329
Region | Technology | 2026-27 | 2027-28 | 2028-29 | 2029-30 | 2030-31 | 2031-32 | 2032-33 | 2033-34 | 2034-35 | 2035-36 | 2036-37 | 2037-38 | 2038-39 | 2039-40 | 2040-41 | 2041-42 | 2042-43 | 2043-44 | 2044-45 | 2045-46 | 2046-47 | 2047-48 | 2048-49 | 2049-50 | 2050-51
QLD1 | Black Coal | 8126 | 8126 | 1492.2889 | 450 | 450 | 450 | 450 | 450 | 450 | 450 | 450 | 0 | 0 | 0 | 0 | 0 | 0 | 0 | 0 | 0 | 0 | 0 | 0 | 0 | 0
QLD1 | Brown Coal | 0 | 0 | 0 | 0 | 0 | 0 | 0 | 0 | 0 | 0 | 0 | 0 | 0 | 0 | 0 | 0 | 0 | 0 | 0 | 0 | 0 | 0 | 0 | 0 | 0
QLD1 | CCGT | 1597.9 | 1597.9 | 1597.9 | 1597.9 | 1597.9 | 1597.9 | 1597.9 | 1597.9 | 1597.9 | 1597.9 | 1212.9 | 1212.9 | 1212.9 | 1068.5 | 1068.5 | 1068.5 | 1068.5 | 1068.5 | 1068.5 | 424 | 180 | 180 | 180 | 180 | 0
QLD1 | Gas - Steam | 32 | 32 | 32 | 32 | 32 | 32 | 32 | 32 | 32 | 32 | 32 | 32 | 32 | 32 | 32 | 32 | 32 | 32 | 32 | 32 | 32 | 32 | 32 | 32 | 0
QLD1 | OCGT / Diesel | 1954.5 | 1954.5 | 2071.5 | 2471.5 | 2591.9159 | 2591.9159 | 2591.9159 | 2168.4159 | 2051.4159 | 2051.4159 | 2051.4159 | 2051.4159 | 2051.4159 | 2051.4159 | 2051.4159 | 2051.4159 | 2051.4159 | 2051.4159 | 2051.4159 | 2051.4159 | 2108.1876 | 2108.1876 | 2622.4935 | 2103.4935 | 1757.4935
QLD1 | Hydro | 152.4 | 152.4 | 152.4 | 152.4 | 152.4 | 152.4 | 152.4 | 152.4 | 152.4 | 152.4 | 152.4 | 152.4 | 152.4 | 152.4 | 152.4 | 152.4 | 152.4 | 152.4 | 152.4 | 152.4 | 152.4 | 152.4 | 152.4 | 152.4 | 152.4
QLD1 | Hydrogen Turbine | 0 | 0 | 0 | 0 | 0 | 0 | 0 | 0 | 0 | 0 | 0 | 0 | 0 | 0 | 0 | 0 | 0 | 0 | 0 | 0 | 0 | 0 | 0 | 0 | 0
QLD1 | Wind | 2624.408 | 5450.7049 | 7430.6591 | 8198.6591 | 8300.294 | 8568.0411 | 9434.3449 | 11915.4138 | 12570.9191 | 12570.9191 | 12570.9191 | 13183.1438 | 13266.3388 | 13310.3885 | 13310.3885 | 14571.6235 | 15418.087 | 15761.2593 | 15620.8986 | 15620.8986 | 15920.8988 | 16272.6986 | 16591.403 | 16141.403 | 16141.403
QLD1 | Solar PV | 4751.765 | 5909.365 | 8669.7727 | 10669.0137 | 10792.8496 | 10792.8496 | 10792.8496 | 11587.8512 | 12496.4386 | 13815.2699 | 15596.9212 | 21271.1207 | 21342.315 | 23425.6151 | 23425.6151 | 23425.6151 | 24357.093 | 25257.7901 | 25271.6181 | 25239.5141 | 34109.9968 | 36280.9088 | 36360.2414 | 36005.9714 | 35807.3744
QLD1 | Grid Battery | 2416.86 | 3113.3159 | 5668.6102 | 7620.7606 | 7620.7607 | 7620.7607 | 7620.7607 | 7620.7607 | 7620.7607 | 7620.7607 | 7620.7607 | 8960.7988 | 8860.7988 | 9064.3677 | 9064.3677 | 9064.3677 | 9014.3677 | 9014.3677 | 8814.3677 | 8264.3677 | 11473.3455 | 11353.4885 | 11187.9036 | 9089.754 | 8829.7535
QLD1 | PHES | 820 | 820 | 820 | 820 | 820 | 820 | 820 | 820 | 820 | 2818 | 2818 | 2818 | 2818 | 2818 | 2818 | 2818 | 2818 | 2818 | 2818 | 2818 | 2818 | 2818 | 2818 | 2818 | 2818
QLD1 | VPP | 122.55 | 200.81 | 311.58 | 478.78 | 622.83 | 788.04 | 980.39 | 1207.89 | 1459.58 | 1741.55 | 2063.24 | 2442.0001 | 2879.9299 | 3351.8401 | 3850.6101 | 4378.0001 | 4960.35 | 5578.9999 | 6242.45 | 6931.9399 | 7656.4302 | 8412.1699 | 9189.6899 | 9988.8701 | 10278.3799
Total |  | 22598.383 | 27356.9958 | 28246.7108 | 32491.0134 | 32980.9502 | 33413.9073 | 34472.5611 | 37552.6316 | 39251.4142 | 42850.2156 | 44568.5568 | 52123.7792 | 52616.0985 | 55274.5273 | 55773.2973 | 57561.9223 | 59872.2137 | 61734.7329 | 62071.6503 | 61534.5363 | 74451.2588 | 77609.8534 | 79134.1315 | 76511.892 | 75784.8042
Region | Technology | 2026-27 | 2027-28 | 2028-29 | 2029-30 | 2030-31 | 2031-32 | 2032-33 | 2033-34 | 2034-35 | 2035-36 | 2036-37 | 2037-38 | 2038-39 | 2039-40 | 2040-41 | 2041-42 | 2042-43 | 2043-44 | 2044-45 | 2045-46 | 2046-47 | 2047-48 | 2048-49 | 2049-50 | 2050-51
VIC1 | Black Coal | 0 | 0 | 0 | 0 | 0 | 0 | 0 | 0 | 0 | 0 | 0 | 0 | 0 | 0 | 0 | 0 | 0 | 0 | 0 | 0 | 0 | 0 | 0 | 0 | 0
VIC1 | Brown Coal | 4835 | 4275 | 580 | 580 | 0 | 0 | 0 | 0 | 0 | 0 | 0 | 0 | 0 | 0 | 0 | 0 | 0 | 0 | 0 | 0 | 0 | 0 | 0 | 0 | 0
VIC1 | CCGT | 0 | 0 | 0 | 0 | 0 | 0 | 0 | 0 | 0 | 0 | 0 | 0 | 0 | 0 | 0 | 0 | 0 | 0 | 0 | 0 | 0 | 0 | 0 | 0 | 0
VIC1 | Gas - Steam | 500 | 500 | 500 | 500 | 500 | 500 | 500 | 500 | 500 | 500 | 500 | 500 | 500 | 0 | 0 | 0 | 0 | 0 | 0 | 0 | 0 | 0 | 0 | 0 | 0
VIC1 | OCGT / Diesel | 1900 | 1900 | 2043.0545 | 2043.0545 | 2043.0545 | 2043.0545 | 2666.6082 | 2496.6082 | 2576.6221 | 3418.9233 | 3418.9233 | 3418.9233 | 3418.9233 | 2978.9233 | 2978.9233 | 2978.9233 | 2884.9233 | 4352.8906 | 4352.8906 | 4352.8906 | 4352.8906 | 3768.8906 | 3768.8906 | 3768.8906 | 3768.8906
VIC1 | Hydro | 2279.02 | 2279.02 | 2279.02 | 2279.02 | 2279.02 | 2279.02 | 2279.02 | 2279.02 | 2279.02 | 2279.02 | 2279.02 | 2279.02 | 2279.02 | 2279.02 | 2279.02 | 2279.02 | 2279.02 | 2279.02 | 2279.02 | 2279.02 | 2279.02 | 2279.02 | 2279.02 | 2279.02 | 2279.02
VIC1 | Hydrogen Turbine | 0 | 0 | 0 | 0 | 0 | 0 | 0 | 0 | 0 | 0 | 0 | 0 | 0 | 0 | 0 | 0 | 0 | 0 | 0 | 0 | 0 | 0 | 0 | 0 | 0
VIC1 | Wind | 5252.76 | 6126.2828 | 10191.5519 | 10691.5519 | 11412.1356 | 11912.1356 | 13547.5187 | 15102.8601 | 15577.8601 | 16577.8601 | 17577.8603 | 18992.9376 | 19818.9376 | 20874.7554 | 20586.4554 | 21281.5214 | 21985.834 | 22292.0174 | 21967.7309 | 21200.0273 | 22232.3515 | 24288.6808 | 24401.6808 | 23743.5808 | 23685.9808
VIC1 | Solar PV | 1359.95 | 3564.383 | 4270.2113 | 4517.4028 | 5839.8073 | 5839.8073 | 5839.8073 | 5911.3412 | 6046.7224 | 6046.7224 | 6046.7224 | 7092.3765 | 7092.3765 | 7092.3765 | 7092.3765 | 9525.1005 | 9636.0211 | 10519.4693 | 10408.9893 | 10377.8863 | 10395.2354 | 10395.2354 | 10399.5754 | 10002.1254 | 9909.5654
VIC1 | Grid Battery | 2049.8 | 3753.79 | 5292.9916 | 6163.58 | 6163.58 | 6163.58 | 6163.58 | 6108.25 | 9163.4102 | 9163.4102 | 9163.4102 | 9163.4102 | 9158.4102 | 9158.4102 | 9158.4102 | 8858.4102 | 8858.4102 | 8658.3402 | 8458.3402 | 8358.3402 | 7868.3402 | 7768.3401 | 7302.8886 | 6412.3004 | 5812.3002
VIC1 | PHES | 0 | 0 | 0 | 0 | 0 | 0 | 0 | 0 | 0 | 0 | 0 | 0 | 0 | 0 | 0 | 0 | 0 | 0 | 0 | 0 | 0 | 0 | 0 | 0 | 0
VIC1 | VPP | 168.82 | 264.3 | 399.95 | 599.83 | 764.8 | 955.34 | 1174.77 | 1435.99 | 1711.9001 | 2026.53 | 2403.45 | 2835.2399 | 3336.6702 | 3875.75 | 4445.78 | 5052.2599 | 5720.79 | 6434 | 7202.0002 | 8011.21 | 8858.3201 | 9749.5898 | 10694.4399 | 11670.1602 | 12031.3096
Total |  | 18345.35 | 22662.7758 | 25556.7793 | 27374.4392 | 29002.3973 | 29692.9373 | 32171.3041 | 33834.0694 | 37855.5349 | 40012.466 | 41389.3861 | 44281.9076 | 45604.3378 | 46259.2354 | 46540.9654 | 49975.2353 | 51364.9986 | 54535.7375 | 54668.9712 | 54579.3744 | 55986.1577 | 58249.7567 | 58846.4953 | 57876.0773 | 57487.0665
Region | Technology | 2026-27 | 2027-28 | 2028-29 | 2029-30 | 2030-31 | 2031-32 | 2032-33 | 2033-34 | 2034-35 | 2035-36 | 2036-37 | 2037-38 | 2038-39 | 2039-40 | 2040-41 | 2041-42 | 2042-43 | 2043-44 | 2044-45 | 2045-46 | 2046-47 | 2047-48 | 2048-49 | 2049-50 | 2050-51
SA1 | Black Coal | 0 | 0 | 0 | 0 | 0 | 0 | 0 | 0 | 0 | 0 | 0 | 0 | 0 | 0 | 0 | 0 | 0 | 0 | 0 | 0 | 0 | 0 | 0 | 0 | 0
SA1 | Brown Coal | 0 | 0 | 0 | 0 | 0 | 0 | 0 | 0 | 0 | 0 | 0 | 0 | 0 | 0 | 0 | 0 | 0 | 0 | 0 | 0 | 0 | 0 | 0 | 0 | 0
SA1 | CCGT | 709 | 709 | 529 | 529 | 529 | 529 | 529 | 529 | 529 | 529 | 529 | 0 | 0 | 0 | 0 | 0 | 0 | 0 | 0 | 0 | 0 | 0 | 0 | 0 | 0
SA1 | Gas - Steam | 0 | 0 | 0 | 0 | 0 | 0 | 0 | 0 | 0 | 0 | 0 | 0 | 0 | 0 | 0 | 0 | 0 | 0 | 0 | 0 | 0 | 0 | 0 | 0 | 0
SA1 | OCGT / Diesel | 1460.66 | 1460.66 | 1324.16 | 1324.16 | 1078.16 | 1078.16 | 801.3 | 801.3 | 801.3 | 721.3 | 721.3 | 721.3 | 721.3 | 721.3 | 721.3 | 721.3 | 721.3 | 721.3 | 511.3 | 511.3 | 357.3 | 357.3 | 357.3 | 357.3 | 701.8632
SA1 | Hydro | 0 | 0 | 0 | 0 | 0 | 0 | 0 | 0 | 0 | 0 | 0 | 0 | 0 | 0 | 0 | 0 | 0 | 0 | 0 | 0 | 0 | 0 | 0 | 0 | 0
SA1 | Hydrogen Turbine | 0 | 0 | 0 | 0 | 0 | 0 | 0 | 0 | 0 | 0 | 0 | 0 | 0 | 0 | 0 | 0 | 0 | 0 | 0 | 0 | 0 | 0 | 0 | 0 | 0
SA1 | Wind | 2762.21 | 3561.9927 | 3606.7196 | 3906.7196 | 4505.8706 | 4415.1207 | 4611.215 | 4739.3847 | 4773.7177 | 4505.8177 | 4321.0177 | 4721.4257 | 4650.564 | 5063.4265 | 5024.4265 | 5175.6538 | 5566.6079 | 5360.7382 | 5832.911 | 5620.511 | 6354.6628 | 7357.1952 | 7148.1955 | 6944.6955 | 6944.6955
SA1 | Solar PV | 682.99 | 938.75 | 2199.0966 | 2199.0966 | 2199.0966 | 2192.9766 | 2221.1954 | 2299.0578 | 3969.471 | 3969.471 | 3969.471 | 6164.7199 | 6164.7199 | 6164.7199 | 6164.7199 | 6558.2399 | 6558.2399 | 8787.4768 | 8517.4768 | 8499.0968 | 8651.5831 | 8580.6113 | 8581.9042 | 8473.9042 | 8473.9042
SA1 | Grid Battery | 1051.07 | 1674.07 | 2337.8694 | 2337.87 | 2307.87 | 2307.87 | 2307.87 | 2307.87 | 2282.87 | 2282.87 | 2282.87 | 3162.6638 | 3162.6639 | 3162.6639 | 3162.6639 | 3156.3942 | 3156.3942 | 2898.3942 | 2698.3942 | 2688.3942 | 2628.3942 | 2628.3942 | 1913.7948 | 1802.7944 | 1802.7944
SA1 | PHES | 0 | 0 | 0 | 0 | 0 | 0 | 0 | 0 | 0 | 0 | 0 | 0 | 0 | 0 | 0 | 0 | 0 | 0 | 0 | 0 | 0 | 0 | 0 | 0 | 0
SA1 | VPP | 178.78 | 237.35 | 302.04 | 335.67 | 398.72 | 470.3 | 550.74 | 645.11 | 745.02 | 855.85 | 985.19 | 1134.39 | 1300.61 | 1476.44 | 1655.9999 | 1845.35 | 2052.36 | 2268.62 | 2499.84 | 2741.01 | 2989.45 | 3247.5 | 3514.7799 | 3792.3201 | 3882.4399
Total |  | 6844.71 | 8581.8226 | 10298.8856 | 10632.5161 | 11018.7172 | 10993.4273 | 11021.3204 | 11321.7225 | 13101.3786 | 12864.3087 | 12808.8487 | 15904.4994 | 15999.8577 | 16588.5503 | 16729.1102 | 17456.9379 | 18054.9021 | 20036.5292 | 20059.922 | 20060.3121 | 20981.3901 | 22171.0006 | 21515.9744 | 21371.0141 | 21805.6972
Region | Technology | 2026-27 | 2027-28 | 2028-29 | 2029-30 | 2030-31 | 2031-32 | 2032-33 | 2033-34 | 2034-35 | 2035-36 | 2036-37 | 2037-38 | 2038-39 | 2039-40 | 2040-41 | 2041-42 | 2042-43 | 2043-44 | 2044-45 | 2045-46 | 2046-47 | 2047-48 | 2048-49 | 2049-50 | 2050-51
TAS1 | Black Coal | 0 | 0 | 0 | 0 | 0 | 0 | 0 | 0 | 0 | 0 | 0 | 0 | 0 | 0 | 0 | 0 | 0 | 0 | 0 | 0 | 0 | 0 | 0 | 0 | 0
TAS1 | Brown Coal | 0 | 0 | 0 | 0 | 0 | 0 | 0 | 0 | 0 | 0 | 0 | 0 | 0 | 0 | 0 | 0 | 0 | 0 | 0 | 0 | 0 | 0 | 0 | 0 | 0
TAS1 | CCGT | 208 | 208 | 208 | 208 | 208 | 208 | 208 | 208 | 208 | 208 | 208 | 208 | 208 | 208 | 208 | 208 | 208 | 208 | 208 | 208 | 208 | 208 | 208 | 208 | 0
TAS1 | Gas - Steam | 0 | 0 | 0 | 0 | 0 | 0 | 0 | 0 | 0 | 0 | 0 | 0 | 0 | 0 | 0 | 0 | 0 | 0 | 0 | 0 | 0 | 0 | 0 | 0 | 0
TAS1 | OCGT / Diesel | 178 | 178 | 178 | 178 | 178 | 178 | 178 | 178 | 178 | 178 | 178 | 178 | 178 | 178 | 58 | 58 | 58 | 58 | 58 | 58 | 58 | 58 | 58 | 58 | 0
TAS1 | Hydro | 2409 | 2409 | 2409 | 2409 | 2748.9 | 2748.9 | 2748.9 | 2748.9 | 2748.9 | 2748.9 | 2748.9 | 2748.9 | 2748.9 | 2748.9 | 2748.9 | 2748.9 | 2748.9 | 2748.9 | 2748.9 | 2748.9 | 2748.9 | 2748.9 | 2748.9 | 2748.9 | 2748.9
TAS1 | Hydrogen Turbine | 0 | 0 | 0 | 0 | 0 | 0 | 0 | 0 | 0 | 0 | 0 | 0 | 0 | 0 | 0 | 0 | 0 | 0 | 0 | 0 | 0 | 0 | 0 | 0 | 0
TAS1 | Wind | 563.35 | 1171.4407 | 1493.1571 | 1804.2928 | 1923.9782 | 2043.6636 | 2163.349 | 2283.0126 | 2522.0433 | 2522.0433 | 2650.0627 | 2775.3592 | 2895.0446 | 3014.73 | 3014.73 | 3014.73 | 3014.73 | 3014.73 | 2870.73 | 2870.73 | 2989.7412 | 3023.8572 | 3023.8572 | 3023.8572 | 2716.1072
TAS1 | Solar PV | 0 | 0 | 360.8 | 360.8 | 360.8 | 360.8 | 360.8 | 360.8 | 360.8 | 360.8 | 360.8 | 360.8 | 360.8 | 360.8 | 360.8 | 360.8001 | 360.8001 | 360.8001 | 360.8001 | 360.8001 | 360.8002 | 360.8002 | 360.8002 | 360.8002 | 360.8002
TAS1 | Grid Battery | 0 | 0 | 0 | 0.00010765 | 0.00010803 | 0.00010814 | 0.0001085 | 0.00010873 | 0.00010891 | 0.00010906 | 0.00010927 | 0.00034716 | 0.00034852 | 0.00043974 | 0.00044207 | 0.00051747 | 0.00051931 | 0.00052322 | 0.00054178 | 0.00054431 | 0.00058713 | 0.00054929 | 0.00055069 | 0.00048544 | 0.00048979
TAS1 | PHES | 0 | 0 | 0 | 0.00019953 | 0.00019956 | 0.00020033 | 157.5067 | 157.5067 | 157.5067 | 157.5067 | 157.5067 | 157.5067 | 157.5067 | 157.5067 | 157.5067 | 157.5067 | 157.5067 | 157.5067 | 157.5067 | 157.5067 | 157.5067 | 157.5067 | 157.5067 | 157.5067 | 157.5067
TAS1 | VPP | 9.14 | 14.97 | 22.76 | 35.97 | 45.95 | 57.99 | 71.62 | 89.33 | 108.27 | 130.08 | 156.14 | 186.21 | 220.7 | 258.47 | 295.9 | 335.68 | 379.44 | 425.91 | 475.73 | 528.14 | 582.74 | 640.06 | 700.67 | 762.96 | 779.78
Total |  | 3367.49 | 3981.4107 | 4671.7171 | 4996.0631 | 5465.6285 | 5597.3539 | 5888.1758 | 6025.5494 | 6283.5201 | 6305.3301 | 6459.4095 | 6614.7762 | 6768.9516 | 6926.4071 | 6843.8371 | 6883.6173 | 6927.3773 | 6973.8473 | 6879.6673 | 6932.0773 | 7105.6886 | 7197.1246 | 7257.7346 | 7320.0245 | 6763.0945
Explicitly modelled pumping
Region | Technology | 2026-27 | 2027-28 | 2028-29 | 2029-30 | 2030-31 | 2031-32 | 2032-33 | 2033-34 | 2034-35 | 2035-36 | 2036-37 | 2037-38 | 2038-39 | 2039-40 | 2040-41 | 2041-42 | 2042-43 | 2043-44 | 2044-45 | 2045-46 | 2046-47 | 2047-48 | 2048-49 | 2049-50 | 2050-51
NEM | Grid Battery Pump | 8150.83 | 12564.6646 | 18071.0331 | 21727.5897 | 21798.0096 | 21998.0096 | 22226.8312 | 22161.5012 | 25191.6614 | 25191.6614 | 25141.6614 | 27361.4945 | 27256.4945 | 27460.0635 | 27395.0635 | 27088.794 | 27038.794 | 26530.724 | 25830.7241 | 25143.1241 | 27252.1019 | 26854.876 | 24760.8472 | 21027.2918 | 20066.8712
NEM | PHES Pump | 1560 | 1560 | 1560 | 4410.0002 | 4410.0002 | 4410.0002 | 4567.5067 | 4567.5067 | 4567.5067 | 6565.5067 | 6565.5067 | 6565.5067 | 6565.5067 | 6565.5067 | 6565.5067 | 6565.5067 | 6565.5067 | 6565.5067 | 6565.5067 | 6565.5067 | 6565.5067 | 6565.5067 | 6565.5067 | 6565.5067 | 6565.5067
NEM | VPP Pump | 771.66 | 1149.8 | 1657.44 | 2327.93 | 2933.44 | 3636.1501 | 4456.08 | 5417.2599 | 6421.98 | 7544.2601 | 8859.3201 | 10386 | 12145.3701 | 14017.92 | 15960.2201 | 18021.2702 | 20296.0799 | 22701.1698 | 25296.3102 | 28002.64 | 30830.22 | 33791.0795 | 36887.8596 | 40097.6204 | 41204.0998
Region | Technology | 2026-27 | 2027-28 | 2028-29 | 2029-30 | 2030-31 | 2031-32 | 2032-33 | 2033-34 | 2034-35 | 2035-36 | 2036-37 | 2037-38 | 2038-39 | 2039-40 | 2040-41 | 2041-42 | 2042-43 | 2043-44 | 2044-45 | 2045-46 | 2046-47 | 2047-48 | 2048-49 | 2049-50 | 2050-51
NSW1 | Grid Battery Pump | 2533.1 | 3923.4887 | 4671.5618 | 5505.3789 | 5605.7988 | 5805.7988 | 6034.6204 | 6024.6204 | 6024.6204 | 6024.6204 | 5974.6204 | 5974.6213 | 5974.6213 | 5974.6213 | 5909.6213 | 5909.6213 | 5909.6214 | 5859.6214 | 5859.6214 | 5832.0214 | 5282.0214 | 5104.6526 | 4356.2595 | 3722.4426 | 3622.0227
NSW1 | PHES Pump | 840 | 840 | 840 | 3690 | 3690 | 3690 | 3690 | 3690 | 3690 | 3690 | 3690 | 3690 | 3690 | 3690 | 3690 | 3690 | 3690 | 3690 | 3690 | 3690 | 3690 | 3690 | 3690 | 3690 | 3690
NSW1 | VPP Pump | 292.37 | 432.37 | 621.11 | 877.68 | 1101.14 | 1364.4801 | 1678.56 | 2038.9399 | 2397.21 | 2790.2501 | 3251.3001 | 3788.16 | 4407.46 | 5055.4199 | 5711.9301 | 6409.9802 | 7183.1399 | 7993.6399 | 8876.29 | 9790.3401 | 10743.2798 | 11741.7598 | 12788.2798 | 13883.3101 | 14232.1904
Region | Technology | 2026-27 | 2027-28 | 2028-29 | 2029-30 | 2030-31 | 2031-32 | 2032-33 | 2033-34 | 2034-35 | 2035-36 | 2036-37 | 2037-38 | 2038-39 | 2039-40 | 2040-41 | 2041-42 | 2042-43 | 2043-44 | 2044-45 | 2045-46 | 2046-47 | 2047-48 | 2048-49 | 2049-50 | 2050-51
QLD1 | Grid Battery Pump | 2416.86 | 3113.3159 | 5668.6102 | 7620.7606 | 7620.7607 | 7620.7607 | 7620.7607 | 7620.7607 | 7620.7607 | 7620.7607 | 7620.7607 | 8960.7988 | 8860.7988 | 9064.3677 | 9064.3677 | 9064.3677 | 9014.3677 | 9014.3677 | 8814.3677 | 8264.3677 | 11473.3455 | 11353.4885 | 11187.9036 | 9089.754 | 8829.7535
QLD1 | PHES Pump | 720 | 720 | 720 | 720 | 720 | 720 | 720 | 720 | 720 | 2718 | 2718 | 2718 | 2718 | 2718 | 2718 | 2718 | 2718 | 2718 | 2718 | 2718 | 2718 | 2718 | 2718 | 2718 | 2718
QLD1 | VPP Pump | 122.55 | 200.81 | 311.58 | 478.78 | 622.83 | 788.04 | 980.39 | 1207.89 | 1459.58 | 1741.55 | 2063.24 | 2442.0001 | 2879.9299 | 3351.8401 | 3850.6101 | 4378.0001 | 4960.35 | 5578.9999 | 6242.45 | 6931.9399 | 7656.4302 | 8412.1699 | 9189.6899 | 9988.8701 | 10278.3799
Region | Technology | 2026-27 | 2027-28 | 2028-29 | 2029-30 | 2030-31 | 2031-32 | 2032-33 | 2033-34 | 2034-35 | 2035-36 | 2036-37 | 2037-38 | 2038-39 | 2039-40 | 2040-41 | 2041-42 | 2042-43 | 2043-44 | 2044-45 | 2045-46 | 2046-47 | 2047-48 | 2048-49 | 2049-50 | 2050-51
VIC1 | Grid Battery Pump | 2049.8 | 3753.79 | 5292.9916 | 6163.58 | 6163.58 | 6163.58 | 6163.58 | 6108.25 | 9163.4102 | 9163.4102 | 9163.4102 | 9163.4102 | 9158.4102 | 9158.4102 | 9158.4102 | 8858.4102 | 8858.4102 | 8658.3402 | 8458.3402 | 8358.3402 | 7868.3402 | 7768.3401 | 7302.8886 | 6412.3004 | 5812.3002
VIC1 | PHES Pump | 0 | 0 | 0 | 0 | 0 | 0 | 0 | 0 | 0 | 0 | 0 | 0 | 0 | 0 | 0 | 0 | 0 | 0 | 0 | 0 | 0 | 0 | 0 | 0 | 0
VIC1 | VPP Pump | 168.82 | 264.3 | 399.95 | 599.83 | 764.8 | 955.34 | 1174.77 | 1435.99 | 1711.9001 | 2026.53 | 2403.45 | 2835.2399 | 3336.6702 | 3875.75 | 4445.78 | 5052.2599 | 5720.79 | 6434 | 7202.0002 | 8011.21 | 8858.3201 | 9749.5898 | 10694.4399 | 11670.1602 | 12031.3096
Region | Technology | 2026-27 | 2027-28 | 2028-29 | 2029-30 | 2030-31 | 2031-32 | 2032-33 | 2033-34 | 2034-35 | 2035-36 | 2036-37 | 2037-38 | 2038-39 | 2039-40 | 2040-41 | 2041-42 | 2042-43 | 2043-44 | 2044-45 | 2045-46 | 2046-47 | 2047-48 | 2048-49 | 2049-50 | 2050-51
SA1 | Grid Battery Pump | 1151.07 | 1774.07 | 2437.8694 | 2437.87 | 2407.87 | 2407.87 | 2407.87 | 2407.87 | 2382.87 | 2382.87 | 2382.87 | 3262.6638 | 3262.6639 | 3262.6639 | 3262.6639 | 3256.3942 | 3256.3942 | 2998.3942 | 2698.3942 | 2688.3942 | 2628.3942 | 2628.3942 | 1913.7948 | 1802.7944 | 1802.7944
SA1 | PHES Pump | 0 | 0 | 0 | 0 | 0 | 0 | 0 | 0 | 0 | 0 | 0 | 0 | 0 | 0 | 0 | 0 | 0 | 0 | 0 | 0 | 0 | 0 | 0 | 0 | 0
SA1 | VPP Pump | 178.78 | 237.35 | 302.04 | 335.67 | 398.72 | 470.3 | 550.74 | 645.11 | 745.02 | 855.85 | 985.19 | 1134.39 | 1300.61 | 1476.44 | 1655.9999 | 1845.35 | 2052.36 | 2268.62 | 2499.84 | 2741.01 | 2989.45 | 3247.5 | 3514.7799 | 3792.3201 | 3882.4399
Region | Technology | 2026-27 | 2027-28 | 2028-29 | 2029-30 | 2030-31 | 2031-32 | 2032-33 | 2033-34 | 2034-35 | 2035-36 | 2036-37 | 2037-38 | 2038-39 | 2039-40 | 2040-41 | 2041-42 | 2042-43 | 2043-44 | 2044-45 | 2045-46 | 2046-47 | 2047-48 | 2048-49 | 2049-50 | 2050-51
TAS1 | Grid Battery Pump | 0 | 0 | 0 | 0.00010765 | 0.00010803 | 0.00010814 | 0.0001085 | 0.00010873 | 0.00010891 | 0.00010906 | 0.00010927 | 0.00034716 | 0.00034852 | 0.00043974 | 0.00044207 | 0.00051747 | 0.00051931 | 0.00052322 | 0.00054178 | 0.00054431 | 0.00058713 | 0.00054929 | 0.00055069 | 0.00048544 | 0.00048979
TAS1 | PHES Pump | 0 | 0 | 0 | 0.00019953 | 0.00019956 | 0.00020033 | 157.5067 | 157.5067 | 157.5067 | 157.5067 | 157.5067 | 157.5067 | 157.5067 | 157.5067 | 157.5067 | 157.5067 | 157.5067 | 157.5067 | 157.5067 | 157.5067 | 157.5067 | 157.5067 | 157.5067 | 157.5067 | 157.5067
TAS1 | VPP Pump | 9.14 | 14.97 | 22.76 | 35.97 | 45.95 | 57.99 | 71.62 | 89.33 | 108.27 | 130.08 | 156.14 | 186.21 | 220.7 | 258.47 | 295.9 | 335.68 | 379.44 | 425.91 | 475.73 | 528.14 | 582.74 | 640.06 | 700.67 | 762.96 | 779.78

## ML2_REZ Generation
Annual sent-out generation by REZ (GWh) - ML2, Accelerated Transition Scenario
The REZ generation includes generation from the existing, committed and anticipated renewables mapped to the relevant REZs. Does not include generation from renewables not in a REZ.
Non-scheduled generation including Distributed PV is not shown.
Region | REZ | REZ Name | Technology | 2026-27 | 2027-28 | 2028-29 | 2029-30 | 2030-31 | 2031-32 | 2032-33 | 2033-34 | 2034-35 | 2035-36 | 2036-37 | 2037-38 | 2038-39 | 2039-40 | 2040-41 | 2041-42 | 2042-43 | 2043-44 | 2044-45 | 2045-46 | 2046-47 | 2047-48 | 2048-49 | 2049-50 | 2050-51
QLD | Q1 | Far North QLD | Solar | 0 | 3.7699e-06 | 79.7682 | 91.2465 | 84.0756 | 78.3678 | 84.8553 | 77.3419 | 77.5728 | 82.9736 | 80.599 | 537.2907 | 528.5473 | 474.5095 | 458.5443 | 478.1321 | 491.7433 | 470.6294 | 471.7856 | 462.6599 | 1477.5062 | 1384.8187 | 1360.7809 | 1305.8766 | 1425.633
QLD | Q2 | North Qld Clean Energy Hub | Solar | 220.9893 | 187.1506 | 219.3129 | 233.1757 | 239.6183 | 242.8451 | 248.3934 | 240.2636 | 236.0663 | 245.5199 | 247.2726 | 92.5748 | 96.1076 | 100.0699 | 101.8909 | 102.2938 | 98.9985 | 97.621 | 101.2051 | 103.9897 | 50.4957 | 52.5706 | 0.00039226 | 0.00040287 | 0.00039872
QLD | Q3 | Northern Qld | Solar | 1175.1682 | 1568.5537 | 2112.1867 | 2381.6782 | 2504.3628 | 2473.7712 | 2588.7168 | 2475.165 | 2364.1358 | 2431.0209 | 2353.0416 | 2556.6047 | 2815.4891 | 2906.0602 | 2865.116 | 2992.8731 | 2826.735 | 2344.7826 | 2367.9167 | 2285.8914 | 2659.5672 | 2536.6204 | 2609.2038 | 2571.6437 | 2392.2298
QLD | Q4 | Isaac | Solar | 1624.7284 | 1440.5512 | 1527.3306 | 1717.3651 | 1764.0743 | 1791.6513 | 1842.9702 | 1767.7942 | 1700.9184 | 1820.1178 | 1787.5279 | 1537.3694 | 1716.7949 | 1768.7572 | 1792.1767 | 1846.4011 | 1770.1117 | 1706.9172 | 1697.3843 | 1670.8087 | 1438.2714 | 1608.9098 | 433.5481 | 59.4953 | 0.0023902
QLD | Q5 | Barcaldine | Solar | 33.6025 | 31.2483 | 37.297 | 39.4117 | 303.2719 | 297.9831 | 306.7444 | 290.2131 | 292.4866 | 888.7912 | 890.3573 | 1483.4434 | 1380.6165 | 1429.8059 | 1455.6764 | 1452.0476 | 1702.5322 | 1599.9617 | 1606.3684 | 1625.7767 | 1669.2552 | 1509.0245 | 1963.2097 | 1988.4382 | 2085.3354
QLD | Q6 | Fitzroy | Solar | 218.5324 | 199.1527 | 207.4669 | 1471.5202 | 1370.6631 | 1397.2198 | 1408.6798 | 2754.2564 | 4227.554 | 5187.3464 | 5116.8184 | 5099.5158 | 5124.9821 | 4425.4908 | 4697.6998 | 4549.2934 | 4849.8891 | 4724.1866 | 4511.7598 | 4532.2443 | 4475.9247 | 4360.093 | 4096.004 | 4356.311 | 4509.3908
QLD | Q7 | Wide Bay | Solar | 934.042 | 1059.8679 | 1387.0376 | 2626.1178 | 2589.2512 | 2696.0796 | 2661.9987 | 2596.7576 | 2614.7585 | 3734.3597 | 3891.1183 | 3498.5291 | 3608.0997 | 3432.8987 | 3621.3376 | 3514.8857 | 3740.7599 | 3701.9404 | 3667.974 | 3679.6831 | 3370.3024 | 3451.4321 | 3451.0006 | 3350.011 | 3327.9651
QLD | Q8 | Darling Downs | Solar | 2869.1582 | 3996.3847 | 7831.4873 | 10403.9459 | 10171.556 | 10386.0376 | 10259.0638 | 9785.6579 | 10339.2416 | 11238.0147 | 14340.8795 | 13650.8921 | 13510.3193 | 12814.3151 | 13447.906 | 12830.4368 | 13355.3806 | 13984.924 | 13793.0807 | 13901.6995 | 13048.2943 | 12258.949 | 11740.2937 | 12173.0799 | 12454.2085
QLD | Q9 | Banana | Solar | 0 | 3.6249e-06 | 6.9638e-05 | 0.00011556 | 0.00010833 | 0.00011088 | 0.00010601 | 0.00010243 | 0.0001017 | 9.8455e-05 | 0.00017038 | 8601.895 | 8292.265 | 9798.365 | 10460.133 | 10133.068 | 12029.033 | 12798.064 | 12568.296 | 12792.262 | 27062.514 | 28577.582 | 26433.783 | 28417.799 | 30489.693
NSW | N1 | North West NSW | Solar | 436.2606 | 352.9297 | 379.9643 | 409.8036 | 437.8861 | 448.077 | 439.3844 | 472.8128 | 456.916 | 498.7429 | 501.3802 | 431.549 | 500.9886 | 531.3068 | 550.4149 | 537.7686 | 536.8808 | 527.1161 | 557.9017 | 563.0132 | 443.1802 | 454.39 | 470.6862 | 481.1164 | 481.3749
NSW | N2 | New England | Solar | 1173.127 | 1107.9988 | 1075.7858 | 8985.2991 | 9149.7836 | 8987.0213 | 11075.6861 | 11486.6658 | 11166.7534 | 12492.5091 | 12045.4763 | 10002.795 | 10166.1594 | 10317.8744 | 13648.2543 | 13175.2139 | 16074.5015 | 16785.8931 | 18206.1412 | 18847.532 | 16721.0409 | 17705.0777 | 17964.4555 | 17824.5495 | 19881.1287
NSW | N3 | Central-West Orana | Solar | 2032.8494 | 2968.9678 | 3529.4835 | 4274.9161 | 4564.4412 | 4593.487 | 4605.7512 | 4449.2731 | 7618.9845 | 8227.943 | 9667.7517 | 8944.6838 | 9679.5988 | 11366.7595 | 11615.6921 | 12080.2282 | 11373.7783 | 14527.5362 | 15263.4276 | 16025.2262 | 14871.2931 | 13554.0395 | 13872.8804 | 12911.4428 | 14625.787
NSW | N4 | Broken Hill | Solar | 95.4719 | 103.6935 | 414.8135 | 457.0579 | 447.202 | 439.8271 | 456.2304 | 441.5624 | 783.7157 | 819.0561 | 829.9527 | 1002.242 | 996.5365 | 942.4237 | 983.2222 | 999.9917 | 1177.2311 | 2140.0088 | 2127.184 | 2343.6736 | 2222.2114 | 3113.4438 | 2905.7651 | 2932.8232 | 3365.879
NSW | N5 | South West NSW | Solar | 2560.4216 | 3284.7414 | 3526.5206 | 3719.2444 | 3805.6705 | 3769.8699 | 3901.3377 | 3734.7899 | 3562.9641 | 3836.9669 | 3831.7517 | 4684.3899 | 4788.9089 | 4835.0084 | 5386.8163 | 5610.9044 | 5343.3977 | 4972.9589 | 5203.5161 | 5323.0307 | 5896.1375 | 5854.8285 | 5755.7058 | 4743.8142 | 4722.268
NSW | N6 | Wagga Wagga | Solar | 1369.6166 | 1345.3332 | 2487.4865 | 2741.5245 | 2808.537 | 2658.4175 | 2826.9016 | 2772.7487 | 2688.7596 | 2863.6568 | 2824.6864 | 4792.3921 | 4846.1204 | 4707.3692 | 4654.6392 | 4903.1771 | 4745.6476 | 4530.4057 | 4677.17 | 4873.5554 | 5299.2901 | 5026.9925 | 4899.6964 | 4668.3858 | 4985.4313
NSW | N7 | Tumut | Solar | 0 | 0 | 0 | 0 | 0 | 0 | 0 | 0 | 0 | 0 | 0 | 0 | 0 | 0 | 0 | 0 | 0 | 0 | 0 | 0 | 0 | 0 | 0 | 0 | 0
NSW | N8 | Cooma-Monaro | Solar | 0 | 0 | 0 | 0 | 0 | 0 | 0 | 0 | 0 | 0 | 0 | 0 | 0 | 0 | 0 | 0 | 0 | 0 | 0 | 0 | 0 | 0 | 0 | 0 | 0
NSW | N9 | Hunter-Central Coast | Solar | 0 | 0 | 0 | 0 | 0 | 0 | 0 | 0 | 0 | 0 | 0 | 0 | 0 | 0 | 0 | 0 | 0 | 0 | 0 | 0 | 0 | 0 | 0 | 0 | 0
VIC | V1 | North West VIC | Solar | 1247.0304 | 1225.615 | 1295.3656 | 1524.7942 | 4215.8121 | 4171.7048 | 4468.3723 | 4627.0643 | 4915.2706 | 5178.9955 | 5334.9405 | 5449.8555 | 5733.5061 | 5741.0191 | 5642.6213 | 5717.7604 | 5757.3529 | 5928.9207 | 6183.4711 | 6192.756 | 5711.2449 | 5761.4897 | 5618.1579 | 4947.0403 | 5060.327
VIC | V2 | Central Highlands VIC | Solar | 0 | 213.0442 | 386.0127 | 403.8417 | 403.3379 | 397.0969 | 425.0687 | 432.3018 | 437.7324 | 463.2949 | 468.1901 | 553.2908 | 580.8236 | 585.6159 | 580.7093 | 2217.8275 | 2370.2823 | 2786.0609 | 3135.2339 | 3138.3358 | 2731.7734 | 2703.4835 | 2640.7166 | 2598.7518 | 2767.1381
VIC | V3 | Wimmera Grampians | Solar | 0 | 0 | 0 | 0 | 0 | 0 | 0 | 0 | 0 | 0 | 0 | 0 | 0 | 0 | 0 | 0 | 0 | 0 | 0 | 0 | 0 | 0 | 0 | 0 | 0
VIC | V4 | Wimmera Southern Mallee | Solar | 0 | 0 | 0 | 0 | 0 | 0 | 0 | 0 | 0 | 0 | 0 | 0 | 0 | 0 | 0 | 0 | 0 | 0 | 0 | 0 | 0 | 0 | 0 | 0 | 0
VIC | V5 | South West VIC | Solar | 690.2969 | 1840.6143 | 1716.4434 | 1851.3815 | 1787.3138 | 2000.7257 | 1737.7754 | 1775.6848 | 1830.6608 | 1918.1316 | 1947.0758 | 1735.0177 | 1868.2833 | 1802.4348 | 2013.9469 | 1745.237 | 1774.9989 | 1841.4492 | 1915.0256 | 1947.072 | 1735.0138 | 1878.1044 | 1797.3833 | 2013.9413 | 1745.2319
VIC | V6 | Gippsland Onshore | Solar | 0 | 0 | 0 | 0 | 0 | 0 | 0 | 0 | 0 | 0 | 0 | 0 | 0 | 0 | 0 | 0 | 0 | 0 | 0 | 0 | 0 | 0 | 0 | 0 | 0
VIC | V7 | Central North VIC | Solar | 976.6062 | 1849.9906 | 2051.6425 | 2141.2235 | 2195.1627 | 2140.992 | 2290.0099 | 2248.038 | 2121.5276 | 2197.8499 | 2218.1776 | 2459.5107 | 2534.0137 | 2570.6555 | 2490.6213 | 2640.3646 | 2551.8059 | 2740.8029 | 2711.7857 | 2703.8329 | 2652.4154 | 2708.2157 | 2740.358 | 2645.003 | 2805.5898
SA | S1 | South East SA | Solar | 285.9311 | 289.266 | 309.5119 | 338.3406 | 347.7504 | 340.0944 | 353.806 | 351.4365 | 335.013 | 346.6273 | 357.8034 | 325.6211 | 350.336 | 356.5044 | 348.7539 | 293.4057 | 286.1334 | 271.2701 | 279.3911 | 288.9682 | 266.4068 | 285.9936 | 288.9735 | 36.4451 | 38.0503
SA | S2 | Riverland | Solar | 44.0499 | 44.8907 | 44.5434 | 49.7149 | 53.8477 | 38.765 | 40.0153 | 41.5405 | 465.7271 | 477.2983 | 514.5249 | 3348.2257 | 3319.3488 | 3148.0542 | 3440.7748 | 3331.1728 | 3491.4837 | 3597.8609 | 3701.3097 | 4166.429 | 3931.02 | 3760.2473 | 3818.6543 | 4100.285 | 4073.5493
SA | S3 | Mid-North SA | Solar | 0 | 9.6656e-06 | 0.00010146 | 0.00010499 | 0.00010516 | 0.00010144 | 0.0037281 | 116.917 | 2013.4377 | 2095.8384 | 2258.0425 | 2039.8546 | 2052.5867 | 1925.1969 | 2020.7277 | 1907.1896 | 2038.0461 | 2426.8599 | 2527.7522 | 2914.6497 | 2950.9194 | 2863.6648 | 2895.724 | 3096.1804 | 3104.4368
SA | S4 | Yorke Peninsula | Solar | 0 | 0 | 0 | 0 | 0 | 0 | 0 | 0 | 0 | 0 | 0 | 0 | 0 | 0 | 0 | 0 | 0 | 0 | 0 | 0 | 0 | 0 | 0 | 0 | 0
SA | S5 | Northern SA | Solar | 821.3355 | 745.2343 | 1749.9452 | 1838.2069 | 2002.1041 | 2000.622 | 2087.6151 | 2019.5492 | 2254.6252 | 2286.9316 | 2395.5811 | 2486.5147 | 2483.9867 | 2418.3916 | 2482.9909 | 2906.9655 | 2949.3131 | 4914.618 | 4323.0244 | 4863.8699 | 4829.0826 | 4377.207 | 4448.3477 | 4677.4917 | 4764.5845
SA | S6 | Leigh Creek | Solar | 0 | 0 | 0 | 0 | 0 | 0 | 0 | 0 | 0 | 0 | 0 | 0 | 0 | 0 | 0 | 0 | 0 | 0 | 0 | 0 | 0 | 0 | 0 | 0 | 0
SA | S7 | Roxby Downs | Solar | 0 | 1.3903e-05 | 906.2127 | 950.4532 | 1056.4869 | 1073.5289 | 1071.2217 | 1059.7977 | 1135.2623 | 1151.203 | 1237.6194 | 1219.4415 | 1184.8726 | 1119.1609 | 1177.5189 | 1101.9237 | 1143.2517 | 1153.291 | 1169.6677 | 1313.9458 | 1275.995 | 1202.0808 | 1197.267 | 1278.3102 | 1257.656
SA | S8 | Eastern Eyre Peninsula | Solar | 0 | 7.7051e-06 | 2.163e-05 | 2.2568e-05 | 2.5684e-05 | 2.4704e-05 | 3.6092e-05 | 3.7384e-05 | 5.5018e-05 | 5.0377e-05 | 5.2587e-05 | 5.7881e-05 | 6.0304e-05 | 6.2679e-05 | 6.3237e-05 | 8.5936e-05 | 8.3142e-05 | 0.0001682 | 0.00015723 | 0.00016053 | 0.00015186 | 0.00015812 | 0.00016385 | 0.00016269 | 0.00016454
SA | S9 | Western Eyre Peninsula | Solar | 0 | 8.255e-06 | 2.5971e-05 | 2.6485e-05 | 2.8128e-05 | 2.8879e-05 | 3.6204e-05 | 4.2442e-05 | 4.985e-05 | 4.4723e-05 | 4.6027e-05 | 5.6338e-05 | 5.6541e-05 | 5.8603e-05 | 5.8765e-05 | 9.2199e-05 | 9.1501e-05 | 0.00011291 | 0.00010524 | 0.00010521 | 0.00010694 | 0.00010882 | 0.0001111 | 0.00010985 | 0.00011091
TAS | T1 | North East Tasmania | Solar | 0 | 6.9329e-06 | 6.8165e-06 | 1.3759e-05 | 1.3032e-05 | 1.2072e-05 | 1.6564e-05 | 2.6127e-05 | 2.7022e-05 | 2.5319e-05 | 2.5296e-05 | 4.7708e-05 | 4.6151e-05 | 6.4847e-05 | 6.6888e-05 | 0.00017554 | 0.00018464 | 0.0001751 | 0.00017355 | 0.00016966 | 0.00020163 | 0.00020674 | 0.0002122 | 0.0002038 | 0.00021441
TAS | T2 | North West Tasmania | Solar | 0 | 4.8068e-06 | 1.1017e-05 | 1.4904e-05 | 1.4868e-05 | 1.3602e-05 | 1.4164e-05 | 1.454e-05 | 1.4206e-05 | 7.7852e-05 | 7.8265e-05 | 7.9533e-05 | 7.763e-05 | 7.8343e-05 | 7.6589e-05 | 7.7859e-05 | 8.2865e-05 | 7.7765e-05 | 7.6466e-05 | 7.4526e-05 | 7.3993e-05 | 7.6005e-05 | 7.7199e-05 | 7.3274e-05 | 7.7184e-05
TAS | T3 | Central Highlands | Solar | 0 | 760.7544 | 1035.5624 | 1047.4538 | 1059.4777 | 1043.8826 | 1099.3035 | 1093.72 | 1093.9445 | 1132.4812 | 1135.0354 | 1206.2777 | 1222.4309 | 1242.9338 | 1230.216 | 2890.4492 | 3026.9902 | 3431.9669 | 3802.342 | 3799.201 | 3381.043 | 3340.6202 | 3298.2572 | 3247.7734 | 3437.9592
Region | REZ | REZ Name | Technology | 2026-27 | 2027-28 | 2028-29 | 2029-30 | 2030-31 | 2031-32 | 2032-33 | 2033-34 | 2034-35 | 2035-36 | 2036-37 | 2037-38 | 2038-39 | 2039-40 | 2040-41 | 2041-42 | 2042-43 | 2043-44 | 2044-45 | 2045-46 | 2046-47 | 2047-48 | 2048-49 | 2049-50 | 2050-51
QLD | Q1 | Far North QLD | Wind | 863.4578 | 2496.3348 | 4202.4425 | 4390.7095 | 4427.9491 | 4939.796 | 5005.2629 | 4063.818 | 4612.4406 | 4787.2061 | 4696.8279 | 4153.2279 | 4349.3284 | 4250.8401 | 4539.332 | 4567.2275 | 3956.6314 | 4179.9127 | 4160.3729 | 4206.0842 | 3712.0107 | 3845.9306 | 3611.8805 | 3841.3374 | 3866.0358
QLD | Q2 | North Qld Clean Energy Hub | Wind | 134.4936 | 130.8928 | 2382.5067 | 2313.2718 | 2454.2886 | 3508.7952 | 4088.6253 | 5253.9695 | 5782.3211 | 6205.9848 | 5965.9681 | 5522.0829 | 5336.3863 | 5459.7988 | 5471.2026 | 5305.4711 | 5564.0197 | 5818.1252 | 6089.8928 | 5932.1474 | 5403.5778 | 5152.7215 | 5373.8821 | 5384.9116 | 5338.6184
QLD | Q3 | Northern Qld | Wind | 0 | 0 | 0 | 0 | 0 | 0 | 0 | 0 | 0 | 0 | 0 | 0 | 0 | 0 | 0 | 0 | 0 | 0 | 0 | 0 | 0 | 0 | 0 | 0 | 0
QLD | Q4 | Isaac | Wind | 0 | 603.7243 | 826.9964 | 863.2156 | 878.2109 | 930.2276 | 860.2267 | 830.2076 | 879.5296 | 856.1309 | 970.4134 | 830.132 | 864.8173 | 882.5712 | 929.2688 | 861.6468 | 833.3945 | 882.7367 | 854.7358 | 970.4128 | 830.1302 | 1234.9669 | 1672.6134 | 1767.3786 | 1645.2904
QLD | Q5 | Barcaldine | Wind | 0 | 2730.1431 | 3265.1061 | 3057.3101 | 3110.1449 | 3098.0526 | 3328.9523 | 3186.6393 | 5034.3975 | 5202.0653 | 5316.3602 | 4866.0977 | 4541.4643 | 4605.6357 | 4494.497 | 4779.4404 | 4967.6875 | 5091.7396 | 5161.132 | 5276.9419 | 4750.7899 | 4342.1136 | 4540.8625 | 4430.7529 | 4784.4623
QLD | Q6 | Fitzroy | Wind | 0 | 518.3814 | 664.4511 | 1671.0939 | 1646.1445 | 1651.6009 | 3293.511 | 3027.7458 | 3266.6226 | 3115.3509 | 3411.6799 | 3038.5461 | 3206.4676 | 3093.7863 | 3019.303 | 3816.2664 | 3711.1145 | 4404.5128 | 4700.449 | 5276.6609 | 4889.7722 | 5040.1108 | 4967.2452 | 4843.6206 | 5223.4426
QLD | Q7 | Wide Bay | Wind | 0 | 1.0843e-05 | 5.0082e-05 | 5.0587e-05 | 4.8726e-05 | 4.1484e-05 | 4.3595e-05 | 4.204e-05 | 4.6134e-05 | 4.1689e-05 | 4.5991e-05 | 0.00024007 | 0.000235 | 0.00023685 | 0.00022334 | 0.00023168 | 0.00023534 | 0.00022925 | 0.00021719 | 0.00023684 | 536.682 | 524.0166 | 514.1139 | 474.1254 | 513.1631
QLD | Q8 | Darling Downs | Wind | 4555.2301 | 8842.8023 | 8685.9513 | 8554.2224 | 8913.5183 | 8535.3051 | 9356.2767 | 14052.6429 | 14540.5121 | 14629.2111 | 15332.6917 | 14235.8936 | 13889.2511 | 14403.581 | 14030.9508 | 17047.1351 | 18195.1293 | 18528.9795 | 17084.8661 | 18166.6777 | 15735.563 | 15259.7491 | 16232.5835 | 15969.9033 | 17000.5889
QLD | Q9 | Banana | Wind | 0 | 1.8148e-05 | 4.1118e-05 | 3.9594e-05 | 4.0655e-05 | 3.7873e-05 | 4.4737e-05 | 4.6175e-05 | 5.0812e-05 | 4.2318e-05 | 5.139e-05 | 0.00014038 | 0.00012581 | 0.0001767 | 0.0001851 | 0.00028128 | 0.00029201 | 0.00028573 | 0.00025318 | 0.00029652 | 0.00028589 | 0.00072642 | 555.7779 | 576.8791 | 560.0334
NSW | N1 | North West NSW | Wind | 0 | 0 | 0 | 0 | 0 | 0 | 0 | 0 | 0 | 0 | 0 | 0 | 0 | 0 | 0 | 0 | 0 | 0 | 0 | 0 | 0 | 0 | 0 | 0 | 0
NSW | N2 | New England | Wind | 1154.5336 | 1972.5371 | 7199.1669 | 5868.4811 | 6072.9621 | 5770.435 | 6871.1194 | 6786.261 | 6562.4558 | 6700.1865 | 6875.1302 | 7070.2501 | 5863.2765 | 6072.5496 | 5849.8012 | 9179.6561 | 9137.5111 | 7686.9606 | 7693.8775 | 7725.8513 | 13179.6228 | 11110.9281 | 11510.4498 | 11531.2601 | 12035.0452
NSW | N3 | Central-West Orana | Wind | 339.4336 | 2987.6001 | 5701.7298 | 7349.7166 | 8788.0887 | 8695.1452 | 12182.952 | 11719.0238 | 11230.6532 | 12244.2313 | 11944.9625 | 13067.0748 | 12133.5402 | 12119.4785 | 11996.2158 | 16749.4216 | 17081.4676 | 15771.2921 | 16943.6558 | 17007.9105 | 17678.0993 | 16219.7863 | 16323.3398 | 15994.3636 | 16598.947
NSW | N4 | Broken Hill | Wind | 681.996 | 2259.8442 | 2287.4695 | 2399.7479 | 2412.994 | 2433.7849 | 2299.5671 | 2292.3228 | 2226.4185 | 2436.4862 | 2402.8708 | 2238.9121 | 2294.3122 | 2301.2879 | 2319.1848 | 2212.7658 | 3760.7744 | 3158.6469 | 3409.4072 | 3748.7854 | 3620.1158 | 5349.8989 | 5337.0966 | 5422.5681 | 5185.1402
NSW | N5 | South West NSW | Wind | 0 | 0.0018329 | 0.0016419 | 0.0017971 | 63.6026 | 335.3384 | 321.611 | 2812.4437 | 2713.1063 | 3027.4847 | 5273.2355 | 5253.8283 | 5743.1981 | 5934.8053 | 5946.754 | 5718.0899 | 5978.2532 | 5674.1069 | 6201.8945 | 6395.5564 | 5645.5467 | 6014.1607 | 5834.5124 | 5960.8298 | 5892.1783
NSW | N6 | Wagga Wagga | Wind | 0 | 7.4269e-05 | 7.6706e-05 | 7.6314e-05 | 7.449e-05 | 8.812e-05 | 0.00012011 | 0.00013952 | 0.00013023 | 0.00012491 | 0.0001354 | 0.00013785 | 0.0018179 | 663.8524 | 712.8512 | 747.2432 | 1083.6464 | 955.2247 | 1023.5853 | 1094.8076 | 1033.8478 | 1035.028 | 993.5752 | 1055.2128 | 1102.7922
NSW | N7 | Tumut | Wind | 0 | 0 | 0 | 0 | 0 | 0 | 0 | 0 | 0 | 0 | 0 | 0 | 0 | 0 | 0 | 0 | 0 | 0 | 0 | 0 | 0 | 0 | 0 | 0 | 0
NSW | N8 | Cooma-Monaro | Wind | 357.1153 | 327.1257 | 319.9534 | 319.1273 | 343.7687 | 350.665 | 349.488 | 606.6678 | 603.9742 | 641.9464 | 633.1647 | 569.9692 | 557.4519 | 959.8106 | 659.8329 | 697.7436 | 651.2063 | 613.8843 | 627.8651 | 656.0852 | 643.3388 | 760.9342 | 783.7146 | 777.5423 | 845.4503
NSW | N9 | Hunter-Central Coast | Wind | 0 | 2.5323e-05 | 516.2613 | 570.3624 | 599.9227 | 590.2213 | 578.5274 | 1599.0473 | 1511.9414 | 1682.8256 | 1621.4462 | 2541.7374 | 2333.7018 | 2381.9625 | 2476.7204 | 2791.0165 | 2777.5209 | 2574.8999 | 2694.0459 | 2662.4077 | 3533.5139 | 3059.6108 | 3162.7209 | 3187.4524 | 3434.5443
VIC | V1 | North West VIC | Wind | 0 | 699.2081 | 673.1231 | 674.565 | 807.66 | 849.3638 | 3518.4632 | 3465.8322 | 3417.6707 | 3781.5694 | 3867.0703 | 3340.778 | 3482.5548 | 3353.666 | 3505.2824 | 4022.7431 | 3958.0564 | 3853.7914 | 4221.0747 | 4302.3673 | 4073.7994 | 5787.1089 | 5570.0679 | 5967.9283 | 5869.3087
VIC | V2 | Central Highlands VIC | Wind | 2585.5302 | 3582.6563 | 5141.7985 | 5538.7073 | 5321.6123 | 5873.1496 | 5248.9789 | 5583.9527 | 5624.1024 | 5889.3334 | 6104.0377 | 5911.4812 | 6283.6266 | 6160.0362 | 6875.8663 | 5744.3414 | 6747.3761 | 7025.6195 | 6037.3947 | 6208.0595 | 5855.7623 | 6411.4183 | 6120.6075 | 6519.2695 | 5567.266
VIC | V3 | Wimmera Grampians | Wind | 1562.5196 | 1645.635 | 1627.1234 | 1726.6194 | 1540.5038 | 1661.6977 | 1578.7496 | 1497.2666 | 904.7032 | 950.4974 | 967.5195 | 906.6136 | 1729.8413 | 1667.9655 | 1818.7715 | 1700.563 | 1619.206 | 1612.0592 | 1453.8908 | 1515.4811 | 1370.1575 | 2839.7253 | 2720.3803 | 2834.005 | 2764.409
VIC | V4 | Wimmera Southern Mallee | Wind | 1451.3835 | 1544.1834 | 4096.9064 | 4395.4439 | 4224.1265 | 4342.6416 | 4151.8083 | 6564.4057 | 6930.1331 | 7481.284 | 7655.8406 | 8111.2943 | 8457.6633 | 8116.0315 | 8370.9446 | 7782.8469 | 9155.4403 | 9522.6228 | 10226.6826 | 10569.4731 | 10379.1328 | 10331.7635 | 9833.0783 | 9460.1733 | 9064.0392
VIC | V5 | South West VIC | Wind | 5494.6867 | 6111.3807 | 11026.6961 | 12052.7268 | 11755.0372 | 13138.1543 | 11459.0338 | 11769.6358 | 12262.3893 | 12992.8913 | 13442.9687 | 12148.4786 | 11952.3357 | 11585.6592 | 12356.6878 | 10479.3697 | 10740.5894 | 11707.3247 | 12277.2958 | 9839.8058 | 10425.9097 | 12489.2061 | 12133.3576 | 13487.5747 | 11684.8832
VIC | V6 | Gippsland Onshore | Wind | 0 | 0 | 0 | 0 | 0 | 0 | 0 | 0 | 0 | 0 | 0 | 0 | 0 | 0 | 0 | 0 | 0 | 0 | 0 | 0 | 0 | 0 | 0 | 0 | 0
VIC | V7 | Central North VIC | Wind | 0 | 0.00020847 | 0.00018157 | 0.00018595 | 0.00018543 | 0.00018227 | 0.00076627 | 0.00075239 | 0.00071895 | 0.00072419 | 0.00073787 | 0.00067631 | 0.00066709 | 0.00063617 | 0.0006651 | 1207.2684 | 1209.5776 | 1115.7839 | 1256.7662 | 1282.543 | 1116.8401 | 1373.7599 | 1308.1974 | 1417.4492 | 1409.0787
SA | S1 | South East SA | Wind | 785.2724 | 760.0943 | 711.3331 | 764.2016 | 838.768 | 951.3316 | 857.9578 | 1336.7743 | 1406.5247 | 1272.996 | 1300.3671 | 1363.2803 | 1306.2821 | 1327.0463 | 1357.0175 | 1269.2948 | 1311.9589 | 1273.1235 | 1343.8457 | 1395.1292 | 1354.0313 | 1439.8609 | 1389.281 | 1541.9456 | 1459.9131
SA | S2 | Riverland | Wind | 0 | 3.3225e-05 | 2.8249e-05 | 2.909e-05 | 3.4405e-05 | 3.3547e-05 | 3.9103e-05 | 7.4459e-05 | 6.8267e-05 | 7.1378e-05 | 7.3725e-05 | 0.00016855 | 0.00020265 | 0.00019511 | 0.00019805 | 0.00018295 | 0.00022607 | 0.00020216 | 0.00022647 | 0.0002285 | 741.0365 | 949.0703 | 945.517 | 983.5986 | 950.7441
SA | S3 | Mid-North SA | Wind | 4353.7224 | 5710.6913 | 5984.2262 | 6651.8799 | 8619.6504 | 9111.0114 | 8394.6596 | 8591.5173 | 7913.8911 | 8777.4702 | 8295.1673 | 8004.6503 | 8158.0692 | 8811.1548 | 9334.5509 | 8907.7134 | 10347.2871 | 8652.3645 | 11064.9084 | 11437.0779 | 10481.2197 | 10828.491 | 10823.9614 | 11608.5219 | 10847.0569
SA | S4 | Yorke Peninsula | Wind | 229.1679 | 248.3301 | 247.7693 | 252.4824 | 247.3369 | 0.00064072 | 287.7783 | 307.8357 | 281.5493 | 321.3674 | 334.2596 | 307.9479 | 310.693 | 294.4449 | 318.4859 | 286.5916 | 308.8513 | 277.8114 | 310.7583 | 327.8443 | 330.1958 | 1181.3204 | 1144.0283 | 1267.8009 | 1173.4229
SA | S5 | Northern SA | Wind | 1450.259 | 1446.4228 | 1399.4149 | 1446.9071 | 1512.4491 | 1457.5649 | 1441.5337 | 1461.7819 | 1421.5602 | 1538.8241 | 1548.6721 | 1415.8121 | 1465.7189 | 1525.7523 | 1467.8385 | 1450.5751 | 1455.6962 | 1426.8481 | 1536.3898 | 785.4726 | 1597.4735 | 2419.7276 | 2470.4233 | 2417.8548 | 2355.771
SA | S6 | Leigh Creek | Wind | 0 | 0 | 0 | 0 | 0 | 0 | 0 | 0 | 0 | 0 | 0 | 0 | 0 | 0 | 0 | 0 | 0 | 0 | 0 | 0 | 0 | 0 | 0 | 0 | 0
SA | S7 | Roxby Downs | Wind | 0 | 0 | 0 | 0 | 0 | 0 | 0 | 0 | 0 | 0 | 0 | 0 | 0 | 0 | 0 | 0 | 0 | 0 | 0 | 0 | 0 | 0 | 0 | 0 | 0
SA | S8 | Eastern Eyre Peninsula | Wind | 359.3522 | 333.4793 | 447.9585 | 465.76 | 300.8108 | 335.4046 | 528.0483 | 539.5604 | 497.3721 | 388.7101 | 399.5622 | 534.351 | 542.2599 | 500.1831 | 554.6208 | 495.2447 | 515.4681 | 473.8764 | 534.7225 | 545.955 | 724.0097 | 694.5726 | 645.8727 | 706.8762 | 649.3512
SA | S9 | Western Eyre Peninsula | Wind | 0 | 0.00012575 | 0.00011297 | 0.00011422 | 0.00011699 | 0.00018379 | 0.00017505 | 0.00017849 | 0.00016544 | 0.0001664 | 0.00017064 | 0.00017351 | 0.00016223 | 0.00016389 | 0.00017505 | 0.00023447 | 0.00025114 | 0.00022683 | 0.00026234 | 0.00026449 | 0.00026108 | 0.0002679 | 0.00026458 | 0.00027869 | 0.00026118
TAS | T1 | North East Tasmania | Wind | 573.8762 | 587.7518 | 1073.3702 | 1314.7857 | 1240.3801 | 1360.107 | 1305.9927 | 1291.5448 | 1365.1546 | 1311.5343 | 1354.9502 | 1368.3224 | 1322.048 | 1253.0753 | 1398.9607 | 1355.4602 | 1346.6824 | 1450.5947 | 1443.6695 | 1500.7783 | 1444.8641 | 1426.3952 | 1367.4264 | 1495.0764 | 949.4468
TAS | T2 | North West Tasmania | Wind | 692.6292 | 675.2883 | 663.8473 | 809.3704 | 1488.4861 | 2194.581 | 2449.5433 | 2898.2297 | 3701.09 | 3963.3489 | 4003.4189 | 4026.4502 | 4416.2949 | 4436.4154 | 5332.5431 | 4861.3388 | 4953.7887 | 5050.1008 | 5546.0315 | 5523.1808 | 5305.5338 | 5415.3399 | 5180.9071 | 5827.5739 | 4987.5282
TAS | T3 | Central Highlands | Wind | 3038.1228 | 6291.3901 | 8403.5137 | 9141.4556 | 8869.9923 | 9562.8569 | 8972.6415 | 9375.7387 | 9663.2927 | 9767.6669 | 10475.1935 | 10079.2124 | 10470.6481 | 10003.277 | 11019.2538 | 9850.8509 | 10954.3252 | 11526.0628 | 10095.6833 | 10467.8796 | 10310.5373 | 10974.317 | 10394.2408 | 10902.2941 | 9973.9054
Region | REZ | REZ Name | Technology | 2026-27 | 2027-28 | 2028-29 | 2029-30 | 2030-31 | 2031-32 | 2032-33 | 2033-34 | 2034-35 | 2035-36 | 2036-37 | 2037-38 | 2038-39 | 2039-40 | 2040-41 | 2041-42 | 2042-43 | 2043-44 | 2044-45 | 2045-46 | 2046-47 | 2047-48 | 2048-49 | 2049-50 | 2050-51
NSW | O1 | Hunter Coast | Offshore Wind | 0 | 2.2655e-06 | 3.9207e-06 | 3.1531e-06 | 3.8249e-06 | 3.6546e-06 | 6.5245e-06 | 7.6693e-06 | 8.3645e-06 | 8.2298e-06 | 2.3848e-05 | 4.7373e-05 | 3.6928e-05 | 4.6241e-05 | 4.1787e-05 | 5.097e-05 | 7.104e-05 | 6.8325e-05 | 6.8677e-05 | 6.4544e-05 | 0.00013163 | 0.00011487 | 0.00012266 | 0.00011376 | 0.00012378
NSW | O2 | Illawarra Coast | Offshore Wind | 0 | 2.0532e-06 | 3.4389e-06 | 3.0112e-06 | 3.8224e-06 | 3.984e-06 | 6.715e-06 | 6.5999e-06 | 7.474e-06 | 7.3762e-06 | 2.0821e-05 | 4.2023e-05 | 3.5511e-05 | 5.7781e-05 | 5.4341e-05 | 5.6879e-05 | 5.7537e-05 | 5.6669e-05 | 5.5828e-05 | 5.3851e-05 | 0.00014577 | 0.00013827 | 0.00014576 | 0.00014027 | 0.0001499
VIC | O3 | Gippsland Coast | Offshore Wind | 0 | 1.1724e-05 | 0.00010107 | 678.5884 | 2259.0027 | 4070.0427 | 5800.2695 | 8179.111 | 10242.781 | 14064.466 | 14313.5161 | 13404.8721 | 13636.8841 | 13580.1691 | 15088.3681 | 13652.8971 | 14247.5681 | 13610.0531 | 14309.6711 | 15290.7441 | 14284.7861 | 13393.5791 | 12667.7711 | 13943.8401 | 13784.1721
TAS | O4 | North West Tasmania Coast | Offshore Wind | 0 | 9.9715e-06 | 1.2315e-05 | 6.6738e-05 | 6.497e-05 | 6.4826e-05 | 6.4683e-05 | 6.9936e-05 | 7.0826e-05 | 6.8245e-05 | 8.9738e-05 | 9.3017e-05 | 0.00012645 | 0.00011982 | 0.00012831 | 0.00012011 | 0.00013453 | 0.0001317 | 0.00013289 | 0.00013075 | 0.00012755 | 0.0003548 | 0.00031434 | 0.00034783 | 0.00032553
VIC | O5 | Southern Ocean | Offshore Wind | 0 | 1.2241e-05 | 1449.2584 | 2422.8235 | 2456.4626 | 2611.6758 | 2407.092 | 2507.2917 | 2489.8088 | 2589.0198 | 5321.8125 | 7832.1704 | 11707.8096 | 12945.8014 | 14132.672 | 12218.2208 | 12591.0124 | 12404.8327 | 12714.8811 | 14440.7143 | 13351.8376 | 12685.742 | 11982.2345 | 12697.2747 | 12008.3594
SA | O6 | South East SA Coast | Offshore Wind | 0 | 8.3533e-06 | 1.0749e-05 | 1.5313e-05 | 2.1454e-05 | 3.3262e-05 | 3.1495e-05 | 3.2763e-05 | 3.3738e-05 | 3.2193e-05 | 3.9278e-05 | 4.2658e-05 | 4.5186e-05 | 4.3047e-05 | 4.4647e-05 | 4.5163e-05 | 6.2236e-05 | 6.5994e-05 | 6.3603e-05 | 6.2507e-05 | 6.3351e-05 | 0.00010524 | 9.9557e-05 | 0.00010498 | 9.7934e-05

## ML2_REZ Capacity
Installed capacity by REZ (MW) - ML2, Accelerated Transition Scenario
Capacity calculated on 1 July. In early study years some wind and solar projects enter later in the financial year and are therefore reflected in the following financial year's capacity. REZ capacity includes capacity from the existing, committed and anticipated renewables mapped to the relevant REZs. Does not include capacity from renewables not in a REZ.
Non-scheduled generation including Distributed PV is not shown.
Region | REZ | REZ Name | Technology | 2026-27 | 2027-28 | 2028-29 | 2029-30 | 2030-31 | 2031-32 | 2032-33 | 2033-34 | 2034-35 | 2035-36 | 2036-37 | 2037-38 | 2038-39 | 2039-40 | 2040-41 | 2041-42 | 2042-43 | 2043-44 | 2044-45 | 2045-46 | 2046-47 | 2047-48 | 2048-49 | 2049-50 | 2050-51
QLD | Q1 | Far North QLD | Solar | 0 | 0 | 45.3089 | 45.3089 | 45.3089 | 45.3089 | 45.3089 | 45.3089 | 45.3089 | 45.3089 | 45.3089 | 302.9547 | 302.9547 | 302.9547 | 302.9547 | 302.9547 | 302.9547 | 302.9547 | 302.9547 | 302.9547 | 943.6267 | 943.6267 | 943.6267 | 943.6267 | 943.6267
QLD | Q2 | North Qld Clean Energy Hub | Solar | 83 | 83 | 83 | 83 | 83 | 83 | 83 | 83 | 83 | 83 | 83 | 33.0001 | 33.0001 | 33.0001 | 33.0001 | 33.0001 | 33.0002 | 33.0002 | 33.0002 | 33.0002 | 18.0003 | 18.0003 | 0.0002701 | 0.00027014 | 0.00027016
QLD | Q3 | Northern Qld | Solar | 513.997 | 663.997 | 963.997 | 963.997 | 963.997 | 963.997 | 963.997 | 963.997 | 963.997 | 963.997 | 963.997 | 1201.7382 | 1201.7382 | 1201.7382 | 1201.7382 | 1201.7382 | 1233.4285 | 1105.4285 | 1105.4285 | 1105.4285 | 1392.016 | 1281.616 | 1281.616 | 1281.616 | 1149.019
QLD | Q4 | Isaac | Solar | 684.9 | 684.9 | 684.9 | 684.9 | 684.9 | 684.9 | 684.9 | 684.9 | 684.9 | 684.9 | 684.9001 | 684.9001 | 684.9002 | 684.9002 | 684.9002 | 684.9002 | 684.9017 | 684.9017 | 642.4017 | 642.4017 | 642.4017 | 642.4017 | 183.5017 | 26.0017 | 0.0016712
QLD | Q5 | Barcaldine | Solar | 14 | 14 | 14 | 14 | 137.8359 | 137.8359 | 137.8359 | 137.8359 | 137.8359 | 395.0348 | 395.0349 | 693.8496 | 693.8496 | 811.5134 | 811.5134 | 811.5134 | 897.9717 | 883.9717 | 885.1324 | 885.1324 | 885.1324 | 885.1324 | 1207.7736 | 1207.7736 | 1207.7736
QLD | Q6 | Fitzroy | Solar | 99 | 99 | 99 | 699 | 699 | 699 | 699 | 1494.0016 | 2262.7302 | 2636.4592 | 2636.4592 | 2844.2422 | 2844.2422 | 2844.2422 | 2844.2422 | 2844.2422 | 2849.8767 | 2849.8767 | 2849.8767 | 2849.8767 | 2849.8767 | 2849.8767 | 2849.8767 | 2849.8767 | 2849.8767
QLD | Q7 | Wide Bay | Solar | 506.43 | 506.43 | 704.83 | 1282.2494 | 1282.2494 | 1282.2494 | 1282.2494 | 1282.2494 | 1282.2494 | 1848.527 | 1993.345 | 2054.8265 | 2054.8265 | 2109.237 | 2109.237 | 2109.237 | 2184.3946 | 2184.3946 | 2184.3946 | 2184.3946 | 2184.3946 | 2184.3946 | 2252.383 | 2111.253 | 2111.253
QLD | Q8 | Darling Downs | Solar | 1314.558 | 1804.158 | 3950.4568 | 4772.2784 | 4772.2784 | 4772.2784 | 4772.2784 | 4772.2784 | 4912.1372 | 5033.763 | 6670.596 | 6977.5476 | 6977.5476 | 7213.7493 | 7213.7493 | 7213.7493 | 7213.7493 | 7676.725 | 7731.8923 | 7699.7883 | 7784.8225 | 7784.8225 | 7750.3225 | 7694.6825 | 7694.6825
QLD | Q9 | Banana | Solar | 0 | 0 | 0 | 0 | 0 | 0 | 0 | 0 | 0 | 0 | 0.00010341 | 4353.7817 | 4424.976 | 6100 | 6100 | 6100 | 6832.5356 | 7412.257 | 7412.257 | 7412.257 | 15285.446 | 17566.758 | 17838.861 | 17838.861 | 17838.861
NSW | N1 | North West NSW | Solar | 166 | 166 | 166.0001 | 166.0001 | 166.0001 | 166.0001 | 166.0001 | 188.5162 | 191.5563 | 191.5563 | 191.5563 | 191.5563 | 239.3861 | 240.562 | 246.1671 | 246.1671 | 249.4174 | 264.9312 | 264.9312 | 264.9312 | 260.0595 | 274.1032 | 274.1032 | 274.1032 | 274.1032
NSW | N2 | New England | Solar | 555 | 555 | 555 | 6260.9253 | 6260.9253 | 6260.9253 | 6260.9253 | 6260.9253 | 6260.9253 | 6260.9253 | 6260.9253 | 6260.9253 | 6260.9253 | 6260.9253 | 7707.6265 | 7707.6265 | 9347.69 | 10434.316 | 10434.316 | 10434.316 | 10434.316 | 12104.615 | 12104.615 | 12104.615 | 12104.615
NSW | N3 | Central-West Orana | Solar | 902.095 | 1602.095 | 1602.095 | 1945.4886 | 1945.4886 | 1945.4886 | 1945.4886 | 1945.4886 | 3744.2137 | 3744.2137 | 4527.4912 | 4777.7305 | 5312.0823 | 6252.315 | 6252.315 | 6252.315 | 6150.29 | 8350.07 | 8350.07 | 8313.99 | 8313.99 | 8313.99 | 8263.99 | 8060.95 | 7991.2
NSW | N4 | Broken Hill | Solar | 53 | 53 | 214.9707 | 214.9707 | 214.9707 | 214.9707 | 214.9707 | 214.9707 | 378.5274 | 378.5274 | 378.5274 | 521.622 | 521.622 | 521.622 | 522.7854 | 522.7854 | 639.1742 | 1209.2947 | 1209.2947 | 1209.2947 | 1209.2947 | 1882.792 | 1882.792 | 1882.792 | 1882.792
NSW | N5 | South West NSW | Solar | 1440.4 | 1550.4 | 1550.4 | 1550.4 | 1550.4 | 1550.4 | 1550.4 | 1550.4 | 1550.4 | 1550.4 | 1550.4002 | 2163.0351 | 2163.0351 | 2163.0351 | 2530.0465 | 2530.0465 | 2530.0465 | 2487.6752 | 2487.6752 | 2487.6752 | 3050.8517 | 3200.1576 | 3200.1576 | 2808.9976 | 2560.0176
NSW | N6 | Wagga Wagga | Solar | 663.028 | 663.028 | 1371.5032 | 1371.5032 | 1371.5032 | 1371.5032 | 1371.5032 | 1371.5032 | 1371.5032 | 1371.5032 | 1371.5032 | 2809.028 | 2809.028 | 2809.028 | 2809.028 | 2809.028 | 2809.028 | 2809.028 | 2809.028 | 2809.028 | 3284.732 | 3284.732 | 3284.732 | 3284.732 | 3091.704
NSW | N7 | Tumut | Solar | 0 | 0 | 0 | 0 | 0 | 0 | 0 | 0 | 0 | 0 | 0 | 0 | 0 | 0 | 0 | 0 | 0 | 0 | 0 | 0 | 0 | 0 | 0 | 0 | 0
NSW | N8 | Cooma-Monaro | Solar | 0 | 0 | 0 | 0 | 0 | 0 | 0 | 0 | 0 | 0 | 0 | 0 | 0 | 0 | 0 | 0 | 0 | 0 | 0 | 0 | 0 | 0 | 0 | 0 | 0
NSW | N9 | Hunter-Central Coast | Solar | 0 | 0 | 0 | 0 | 0 | 0 | 0 | 0 | 0 | 0 | 0 | 0 | 0 | 0 | 0 | 0 | 0 | 0 | 0 | 0 | 0 | 0 | 0 | 0 | 0
VIC | V1 | North West VIC | Solar | 647.99 | 679.093 | 679.093 | 926.2846 | 2248.689 | 2248.689 | 2248.689 | 2320.2229 | 2455.6041 | 2455.6041 | 2455.6041 | 2893.8738 | 2893.8738 | 2893.8738 | 2893.8738 | 2893.8738 | 2998.6262 | 3198.6553 | 3198.6553 | 3167.5523 | 3167.5523 | 3167.5523 | 3171.8923 | 2774.4423 | 2681.8823
VIC | V2 | Central Highlands VIC | Solar | 0 | 125 | 238.2882 | 238.2882 | 238.2882 | 238.2882 | 238.2882 | 238.2882 | 238.2882 | 238.2882 | 238.2882 | 315.6521 | 315.6521 | 315.6521 | 315.6521 | 1346.908 | 1353.0762 | 1660.6267 | 1660.6267 | 1660.6267 | 1660.6267 | 1660.6267 | 1660.6267 | 1660.6267 | 1660.6267
VIC | V3 | Wimmera Grampians | Solar | 0 | 0 | 0 | 0 | 0 | 0 | 0 | 0 | 0 | 0 | 0 | 0 | 0 | 0 | 0 | 0 | 0 | 0 | 0 | 0 | 0 | 0 | 0 | 0 | 0
VIC | V4 | Wimmera Southern Mallee | Solar | 0 | 0 | 0 | 0 | 0 | 0 | 0 | 0 | 0 | 0 | 0 | 0 | 0 | 0 | 0 | 0 | 0 | 0 | 0 | 0 | 0 | 0 | 0 | 0 | 0
VIC | V5 | South West VIC | Solar | 0 | 557.07 | 557.07 | 557.07 | 557.07 | 557.07 | 557.07 | 557.07 | 557.07 | 557.07 | 557.07 | 557.07 | 557.07 | 557.07 | 557.07 | 557.07 | 557.07 | 557.07 | 557.07 | 557.07 | 557.07 | 557.07 | 557.07 | 557.07 | 557.07
VIC | V6 | Gippsland Onshore | Solar | 0 | 0 | 0 | 0 | 0 | 0 | 0 | 0 | 0 | 0 | 0 | 0 | 0 | 0 | 0 | 0 | 0 | 0 | 0 | 0 | 0 | 0 | 0 | 0 | 0
VIC | V7 | Central North VIC | Solar | 528.48 | 1118.94 | 1118.94 | 1118.94 | 1118.94 | 1118.94 | 1118.94 | 1118.94 | 1118.94 | 1118.94 | 1118.94 | 1445.4286 | 1445.4286 | 1445.4286 | 1445.4286 | 1445.4286 | 1445.4286 | 1821.2973 | 1710.8173 | 1710.8173 | 1728.1664 | 1728.1664 | 1728.1664 | 1728.1664 | 1728.1664
SA | S1 | South East SA | Solar | 138.54 | 138.54 | 138.54 | 138.54 | 138.54 | 138.54 | 138.54 | 138.54 | 138.54 | 138.54 | 138.54 | 138.54 | 138.54 | 138.54 | 138.54 | 108 | 108 | 108.0001 | 108.0001 | 108.0001 | 108.0002 | 108.0002 | 108.0002 | 0.00023413 | 0.00023418
SA | S2 | Riverland | Solar | 25.26 | 25.26 | 25.26 | 25.26 | 25.26 | 19.14 | 19.14 | 19.14 | 276.0657 | 276.0657 | 276.0657 | 2198.3553 | 2198.3553 | 2198.3553 | 2198.3553 | 2306.7252 | 2306.7252 | 2606.7228 | 2606.7228 | 2599.3428 | 2630.355 | 2630.355 | 2630.355 | 2630.355 | 2630.355
SA | S3 | Mid-North SA | Solar | 0 | 0 | 0 | 0 | 0 | 0 | 0.0024966 | 74.4919 | 1300 | 1300 | 1300 | 1300 | 1300 | 1300 | 1300 | 1300 | 1300 | 1696.6324 | 1696.6324 | 1696.6324 | 1818.1064 | 1818.1064 | 1818.1064 | 1818.1064 | 1818.1064
SA | S4 | Yorke Peninsula | Solar | 0 | 0 | 0 | 0 | 0 | 0 | 0 | 0 | 0 | 0 | 0 | 0 | 0 | 0 | 0 | 0 | 0 | 0 | 0 | 0 | 0 | 0 | 0 | 0 | 0
SA | S5 | Northern SA | Solar | 349.2 | 349.2 | 1029.6307 | 1029.6307 | 1029.6307 | 1029.6307 | 1057.847 | 1057.847 | 1211.7084 | 1211.7084 | 1211.7084 | 1416.1071 | 1416.1071 | 1416.1071 | 1416.1071 | 1755.7972 | 1755.7972 | 3249.2 | 2979.2 | 2979.2 | 2979.2 | 2900 | 2900 | 2900 | 2900
SA | S6 | Leigh Creek | Solar | 0 | 0 | 0 | 0 | 0 | 0 | 0 | 0 | 0 | 0 | 0 | 0 | 0 | 0 | 0 | 0 | 0 | 0 | 0 | 0 | 0 | 0 | 0 | 0 | 0
SA | S7 | Roxby Downs | Solar | 0 | 0 | 579.9159 | 579.9159 | 579.9159 | 579.9159 | 579.9159 | 583.2889 | 617.4069 | 617.4069 | 617.4069 | 685.9675 | 685.9675 | 685.9675 | 685.9675 | 685.9675 | 685.9675 | 725.1713 | 725.1713 | 725.1713 | 725.1713 | 733.3994 | 734.6923 | 734.6923 | 734.6923
SA | S8 | Eastern Eyre Peninsula | Solar | 0 | 0 | 0 | 0 | 0 | 0 | 0 | 0 | 0 | 0 | 0 | 0 | 0 | 0 | 0 | 0 | 0 | 0.00014106 | 0.00014108 | 0.00014111 | 0.00014132 | 0.0001414 | 0.00014152 | 0.00014156 | 0.00014161
SA | S9 | Western Eyre Peninsula | Solar | 0 | 0 | 0 | 0 | 0 | 0 | 0 | 0 | 0 | 0 | 0 | 0 | 0 | 0 | 0 | 0 | 0 | 0.00011204 | 0.00011206 | 0.00011209 | 0.00011634 | 0.00011652 | 0.00011667 | 0.00011673 | 0.00011679
TAS | T1 | North East Tasmania | Solar | 0 | 0 | 0 | 0 | 0 | 0 | 0 | 0 | 0 | 0 | 0 | 0 | 0 | 0 | 0 | 0.00014634 | 0.00014644 | 0.00014648 | 0.00014652 | 0.00014656 | 0.00017588 | 0.00017598 | 0.0001777 | 0.00017774 | 0.00017778
TAS | T2 | North West Tasmania | Solar | 0 | 0 | 0 | 0 | 0 | 0 | 0 | 0 | 0 | 0 | 0 | 0 | 0 | 0 | 0 | 0 | 0 | 0 | 0 | 0 | 0 | 0 | 0 | 0 | 0
TAS | T3 | Central Highlands | Solar | 0 | 125 | 599.0882 | 599.0882 | 599.0882 | 599.0882 | 599.0882 | 599.0882 | 599.0882 | 599.0882 | 599.0882 | 676.4521 | 676.4521 | 676.4521 | 676.4521 | 1707.708 | 1713.8762 | 2021.4267 | 2021.4267 | 2021.4267 | 2021.4267 | 2021.4267 | 2021.4267 | 2021.4267 | 2021.4267
Region | REZ | REZ Name | Technology | 2026-27 | 2027-28 | 2028-29 | 2029-30 | 2030-31 | 2031-32 | 2032-33 | 2033-34 | 2034-35 | 2035-36 | 2036-37 | 2037-38 | 2038-39 | 2039-40 | 2040-41 | 2041-42 | 2042-43 | 2043-44 | 2044-45 | 2045-46 | 2046-47 | 2047-48 | 2048-49 | 2049-50 | 2050-51
QLD | Q1 | Far North QLD | Wind | 330.318 | 900.318 | 1517.28 | 1517.28 | 1564.867 | 1564.867 | 1564.867 | 1564.867 | 1628.814 | 1628.814 | 1628.814 | 1669.1597 | 1669.1597 | 1669.1597 | 1669.1597 | 1669.1597 | 1669.1597 | 1651.3362 | 1651.3362 | 1651.3362 | 1651.3362 | 1659.2203 | 1558.7637 | 1558.7637 | 1558.7637
QLD | Q2 | North Qld Clean Energy Hub | Wind | 43.2 | 43.2 | 756.279 | 756.279 | 810.327 | 1078.0741 | 1293.5899 | 1739.5427 | 1794.8094 | 1794.8094 | 1794.8094 | 1856.3813 | 1856.3813 | 1900.4297 | 1900.4297 | 1900.4297 | 1962.1661 | 1973.2667 | 1973.2667 | 1973.2667 | 1973.2667 | 1973.2667 | 1973.2667 | 1973.2667 | 1973.2667
QLD | Q3 | Northern Qld | Wind | 0 | 0 | 0 | 0 | 0 | 0 | 0 | 0 | 0 | 0 | 0 | 0 | 0 | 0 | 0 | 0 | 0 | 0 | 0 | 0 | 0 | 0 | 0 | 0 | 0
QLD | Q4 | Isaac | Wind | 0 | 0 | 285.2 | 285.2 | 285.2 | 285.2 | 285.2 | 285.2 | 285.2 | 285.2 | 285.2 | 285.2 | 285.2 | 285.2014 | 285.2014 | 285.2014 | 285.2014 | 285.2014 | 285.2014 | 285.2014 | 285.2014 | 460.6878 | 634.5918 | 634.5918 | 634.5918
QLD | Q5 | Barcaldine | Wind | 0 | 856.2969 | 1000 | 1000 | 1000 | 1000 | 1000 | 1007.5154 | 1543.8069 | 1543.8069 | 1543.8069 | 1655.1454 | 1655.1454 | 1655.1454 | 1655.1454 | 1655.1454 | 1734.7266 | 1749.8074 | 1749.8074 | 1749.8074 | 1749.8074 | 1749.8074 | 1749.8074 | 1749.8074 | 1749.8074
QLD | Q6 | Fitzroy | Wind | 0 | 0 | 221.01 | 581.01 | 581.01 | 581.01 | 1121.01 | 1121.01 | 1121.01 | 1121.01 | 1121.01 | 1121.0101 | 1204.2051 | 1204.2051 | 1204.2051 | 1507.9432 | 1507.9432 | 1842.7574 | 2155.2867 | 2155.2867 | 2155.2867 | 2323.7158 | 2323.7158 | 2323.7158 | 2323.7158
QLD | Q7 | Wide Bay | Wind | 0 | 0 | 0 | 0 | 0 | 0 | 0 | 0 | 0 | 0 | 0 | 0 | 0 | 0 | 0 | 0 | 0 | 0 | 0 | 0 | 300.0002 | 300.0002 | 300.0002 | 300.0002 | 300.0002
QLD | Q8 | Darling Downs | Wind | 1548.89 | 2948.89 | 2948.89 | 2948.89 | 2948.89 | 2948.89 | 3059.678 | 5087.2787 | 5087.2787 | 5087.2787 | 5087.2787 | 5486.2472 | 5486.2472 | 5486.2472 | 5486.2472 | 6443.744 | 7148.89 | 7148.89 | 6696 | 6696 | 6696 | 6696 | 6696 | 6696 | 6696
QLD | Q9 | Banana | Wind | 0 | 0 | 0 | 0 | 0 | 0 | 0 | 0 | 0 | 0 | 0 | 0 | 0 | 0 | 0 | 0.00010366 | 0.00010369 | 0.0001037 | 0.00010371 | 0.00010407 | 0.00010485 | 0.00033512 | 245.2574 | 245.2574 | 245.2574
NSW | N1 | North West NSW | Wind | 0 | 0 | 0 | 0 | 0 | 0 | 0 | 0 | 0 | 0 | 0 | 0 | 0 | 0 | 0 | 0 | 0 | 0 | 0 | 0 | 0 | 0 | 0 | 0 | 0
NSW | N2 | New England | Wind | 442.48 | 652.48 | 2452.4801 | 2452.4805 | 2452.4805 | 2452.4805 | 2452.4805 | 2452.4805 | 2452.4805 | 2452.4805 | 2452.4805 | 2452.4805 | 2280.0005 | 2280.0005 | 2280.0005 | 3838.8341 | 3838.8341 | 3568.8341 | 3568.8341 | 3568.8341 | 5846.189 | 5846.189 | 5846.189 | 5846.189 | 5846.189
NSW | N3 | Central-West Orana | Wind | 113.19 | 1115.19 | 1915.19 | 1915.19 | 2834.19 | 2834.19 | 3981.4257 | 4008.1572 | 4008.1572 | 4008.1572 | 4008.1572 | 4381.1567 | 4381.1567 | 4381.1567 | 4381.1567 | 6184.19 | 6344.4327 | 6344.4327 | 6344.4327 | 6344.4327 | 6344.4327 | 6344.4327 | 6344.4327 | 6231.2427 | 6231.2427
NSW | N4 | Broken Hill | Wind | 198.94 | 728.0736 | 739.3341 | 739.3341 | 739.3341 | 739.3341 | 739.3341 | 739.3341 | 739.3341 | 739.3341 | 739.3341 | 772.4321 | 772.4321 | 772.4321 | 772.4321 | 772.4321 | 1310.0085 | 1206.551 | 1206.551 | 1300.0002 | 1333.0468 | 1984.869 | 1984.869 | 1984.869 | 1984.869
NSW | N5 | South West NSW | Wind | 0 | 0.00059539 | 0.00059542 | 0.00059543 | 0.00059543 | 100.8006 | 100.8006 | 1035.233 | 1035.233 | 1035.233 | 1790.4379 | 2091.9029 | 2209.3008 | 2388.2905 | 2388.2905 | 2388.2905 | 2429.6408 | 2429.6408 | 2429.6408 | 2429.6408 | 2429.6408 | 2545.1518 | 2545.1518 | 2545.1518 | 2545.1518
NSW | N6 | Wagga Wagga | Wind | 0 | 0 | 0 | 0 | 0 | 0 | 0 | 0 | 0 | 0 | 0 | 0 | 0.00083497 | 300 | 300.0001 | 300.0001 | 472.1803 | 472.1803 | 472.1803 | 472.1803 | 472.1803 | 472.1803 | 472.1803 | 472.1803 | 472.1803
NSW | N7 | Tumut | Wind | 0 | 0 | 0 | 0 | 0 | 0 | 0 | 0 | 0 | 0 | 0 | 0 | 0 | 0 | 0 | 0 | 0 | 0 | 0 | 0 | 0 | 0 | 0 | 0 | 0
NSW | N8 | Cooma-Monaro | Wind | 113 | 113 | 113 | 113 | 113 | 113 | 113 | 213 | 213 | 213 | 213 | 213 | 213.0007 | 390.2614 | 300 | 300 | 300 | 300 | 300 | 300 | 300 | 370.386 | 370.386 | 370.386 | 370.386
NSW | N9 | Hunter-Central Coast | Wind | 0 | 0 | 357.1632 | 357.1632 | 357.1632 | 357.1632 | 357.1638 | 953.0006 | 953.0006 | 953.0006 | 953.0006 | 1462.0564 | 1462.0564 | 1462.0564 | 1462.0564 | 1632.6067 | 1632.6067 | 1632.6067 | 1632.6067 | 1632.6067 | 2004.4152 | 2004.4152 | 2004.4152 | 2004.4152 | 2004.4152
VIC | V1 | North West VIC | Wind | 0 | 273.9824 | 273.9824 | 273.9824 | 291.3061 | 291.3061 | 1259.689 | 1259.689 | 1259.689 | 1259.689 | 1259.689 | 1259.689 | 1259.689 | 1259.689 | 1259.689 | 1508 | 1508 | 1508 | 1508 | 1508 | 1592.8402 | 2248.4475 | 2248.4475 | 2248.4475 | 2248.4475
VIC | V2 | Central Highlands VIC | Wind | 699.9 | 1018.9001 | 1609.7018 | 1609.7018 | 1609.7018 | 1609.7018 | 1609.7018 | 1661.7992 | 1661.7992 | 1661.7992 | 1661.7992 | 1801.828 | 1801.828 | 1857.6434 | 1857.6434 | 1857.6434 | 2098.7231 | 2261.5662 | 2017.2297 | 2017.2297 | 2103.391 | 2272.1721 | 2272.1721 | 2044.1721 | 2044.1721
VIC | V3 | Wimmera Grampians | Wind | 768.85 | 768.85 | 768.85 | 768.85 | 716.35 | 716.35 | 716.35 | 716.35 | 524.35 | 524.35 | 524.35 | 524.3502 | 770.3502 | 770.353 | 770.353 | 770.353 | 770.353 | 770.353 | 690.403 | 690.403 | 694.5415 | 1188.4 | 1188.4 | 984 | 984
VIC | V4 | Wimmera Southern Mallee | Wind | 465.75 | 465.7514 | 1425.2577 | 1425.2577 | 1425.2577 | 1425.2577 | 1425.2577 | 2262.5017 | 2262.5017 | 2262.5017 | 2262.5017 | 2604.75 | 2604.75 | 2604.75 | 2604.75 | 2604.75 | 3069.0062 | 3069.0062 | 3069.0062 | 3069.0062 | 3359.7674 | 3359.7674 | 3359.7674 | 3134.0674 | 3134.0674
VIC | V5 | South West VIC | Wind | 2082.66 | 2199.6989 | 4214.66 | 4214.66 | 4214.66 | 4214.66 | 4214.66 | 4214.66 | 4214.66 | 4214.66 | 4214.66 | 4147.46 | 3727.46 | 3727.46 | 3545.76 | 3545.76 | 3544.7364 | 3688.0767 | 3688.0767 | 2824.5167 | 3277.9396 | 3805.777 | 3805.777 | 3805.777 | 3805.777
VIC | V6 | Gippsland Onshore | Wind | 0 | 0 | 0 | 0 | 0 | 0 | 0 | 0 | 0 | 0 | 0 | 0 | 0 | 0 | 0 | 0 | 0 | 0 | 0 | 0 | 0 | 0 | 0 | 0 | 0
VIC | V7 | Central North VIC | Wind | 0 | 0 | 0 | 0 | 0 | 0 | 0.00022338 | 0.00022338 | 0.00022338 | 0.00022338 | 0.00022338 | 0.00022339 | 0.0002234 | 0.00022342 | 0.00022344 | 446.7552 | 446.7552 | 446.7552 | 446.7552 | 446.7552 | 446.7552 | 544 | 544 | 544 | 544
SA | S1 | South East SA | Wind | 324.5 | 324.5 | 324.5 | 324.5 | 358.6318 | 358.6318 | 358.6318 | 559.5032 | 593.8362 | 467.3362 | 467.3362 | 566.1139 | 483.9044 | 529.2094 | 490.2094 | 500.2422 | 504.9955 | 512.9857 | 512.9857 | 512.9857 | 520.1054 | 559.7298 | 559.7301 | 559.7301 | 559.7301
SA | S2 | Riverland | Wind | 0 | 0 | 0 | 0 | 0 | 0 | 0 | 0 | 0 | 0 | 0 | 0 | 0 | 0 | 0 | 0 | 0 | 0 | 0 | 0 | 310.3723 | 400.0007 | 400.0007 | 400.0007 | 400.0007
SA | S3 | Mid-North SA | Wind | 1343.06 | 1853.0425 | 1853.0425 | 2153.0425 | 2784.0617 | 2784.0617 | 2784.0618 | 2744.3601 | 2744.3601 | 2672.9601 | 2488.1601 | 2720.6196 | 2731.9675 | 3099.5248 | 3099.5248 | 3240.7193 | 3626.9202 | 3413.0602 | 3885.233 | 3885.233 | 3885.233 | 4136.5004 | 4136.5004 | 4136.5004 | 4136.5004
SA | S4 | Yorke Peninsula | Wind | 90.75 | 90.7502 | 90.7502 | 90.7502 | 90.7502 | 0.00017602 | 105.4385 | 105.4385 | 105.4385 | 105.4385 | 105.4385 | 107.931 | 107.931 | 107.931 | 107.931 | 107.931 | 107.931 | 107.931 | 107.931 | 107.931 | 115.6177 | 423.3365 | 423.3365 | 423.3365 | 423.3365
SA | S5 | Northern SA | Wind | 422.4 | 422.4 | 422.4 | 422.4 | 422.4 | 422.4 | 422.4 | 422.4 | 422.4 | 422.4 | 422.4 | 422.4002 | 422.4002 | 422.4002 | 422.4002 | 422.4002 | 422.4002 | 422.4002 | 422.4002 | 210.0002 | 543.0311 | 857.3245 | 857.3245 | 857.3245 | 857.3245
SA | S6 | Leigh Creek | Wind | 0 | 0 | 0 | 0 | 0 | 0 | 0 | 0 | 0 | 0 | 0 | 0 | 0 | 0 | 0 | 0 | 0 | 0 | 0 | 0 | 0 | 0 | 0 | 0 | 0
SA | S7 | Roxby Downs | Wind | 0 | 0 | 0 | 0 | 0 | 0 | 0 | 0 | 0 | 0 | 0 | 0 | 0 | 0 | 0 | 0 | 0 | 0 | 0 | 0 | 0 | 0 | 0 | 0 | 0
SA | S8 | Eastern Eyre Peninsula | Wind | 136 | 136 | 180.7269 | 180.7269 | 114.7269 | 114.7271 | 205.3829 | 205.3829 | 205.3829 | 135.3829 | 135.3829 | 202.0609 | 202.0609 | 202.0611 | 202.0611 | 202.0611 | 202.0611 | 202.0611 | 202.0611 | 202.0611 | 278.0033 | 278.0033 | 278.0033 | 278.0033 | 278.0033
SA | S9 | Western Eyre Peninsula | Wind | 0 | 0 | 0 | 0 | 0 | 0 | 0 | 0 | 0 | 0 | 0 | 0 | 0 | 0 | 0 | 0 | 0 | 0 | 0 | 0 | 0 | 0 | 0 | 0 | 0
TAS | T1 | North East Tasmania | Wind | 168 | 168 | 329.5059 | 421.0526 | 421.0526 | 421.0526 | 421.0526 | 421.0526 | 421.0526 | 421.0526 | 421.9783 | 449.5798 | 449.5798 | 449.5798 | 449.5798 | 449.5798 | 449.5798 | 449.5798 | 449.5798 | 449.5798 | 449.5798 | 449.5798 | 449.5798 | 449.5798 | 281.5798
TAS | T2 | North West Tasmania | Wind | 251.35 | 251.35 | 251.35 | 336.98 | 456.6654 | 576.3508 | 696.0362 | 814.5699 | 1035.9907 | 1035.9907 | 1064.231 | 1146.9945 | 1266.6799 | 1386.3653 | 1386.3653 | 1386.3653 | 1386.3653 | 1386.3653 | 1386.3653 | 1386.3653 | 1386.3653 | 1420.4813 | 1420.4813 | 1420.4813 | 1280.7313
TAS | T3 | Central Highlands | Wind | 843.9 | 1749.9908 | 2501.0029 | 2634.962 | 2634.962 | 2634.962 | 2634.962 | 2688.1893 | 2705.7992 | 2705.7992 | 2804.6525 | 2959.6129 | 2959.6129 | 3015.4283 | 3015.4283 | 3015.4283 | 3256.508 | 3419.3511 | 3031.0146 | 3031.0146 | 3236.1871 | 3404.9682 | 3404.9682 | 3176.9682 | 3176.9682
Region | REZ | REZ Name | Technology | 2026-27 | 2027-28 | 2028-29 | 2029-30 | 2030-31 | 2031-32 | 2032-33 | 2033-34 | 2034-35 | 2035-36 | 2036-37 | 2037-38 | 2038-39 | 2039-40 | 2040-41 | 2041-42 | 2042-43 | 2043-44 | 2044-45 | 2045-46 | 2046-47 | 2047-48 | 2048-49 | 2049-50 | 2050-51
NSW | O1 | Hunter Coast | Offshore Wind | 0 | 0 | 0 | 0 | 0 | 0 | 0 | 0 | 0 | 0 | 0 | 0 | 0 | 0 | 0 | 0 | 0 | 0 | 0 | 0 | 0 | 0 | 0 | 0 | 0
NSW | O2 | Illawarra Coast | Offshore Wind | 0 | 0 | 0 | 0 | 0 | 0 | 0 | 0 | 0 | 0 | 0 | 0 | 0 | 0 | 0 | 0 | 0 | 0 | 0 | 0 | 0 | 0 | 0 | 0 | 0
VIC | O3 | Gippsland Coast | Offshore Wind | 0 | 0 | 0 | 220 | 720 | 1220 | 1887 | 2553 | 3220 | 4220 | 4285.2246 | 4285.2246 | 4285.2246 | 4503.097 | 4503.097 | 4503.097 | 4503.097 | 4503.097 | 4503.097 | 4503.097 | 4503.097 | 4503.097 | 4503.097 | 4503.097 | 4503.097
TAS | O4 | North West Tasmania Coast | Offshore Wind | 0 | 0 | 0 | 0 | 0 | 0 | 0 | 0 | 0 | 0 | 0 | 0 | 0 | 0 | 0 | 0 | 0 | 0 | 0 | 0 | 0 | 0 | 0 | 0 | 0
VIC | O5 | Southern Ocean | Offshore Wind | 0 | 0 | 500 | 780 | 780 | 780 | 780 | 780 | 780 | 780 | 1714.7756 | 2714.7756 | 3714.7756 | 4496.9028 | 4496.9028 | 4496.9028 | 4496.9028 | 4496.9028 | 4496.9028 | 4496.9028 | 4496.9028 | 4496.9028 | 4496.9028 | 4496.9028 | 4496.9028
SA | O6 | South East SA Coast | Offshore Wind | 0 | 0 | 0 | 0 | 0 | 0 | 0 | 0 | 0 | 0 | 0 | 0 | 0 | 0 | 0 | 0 | 0 | 0 | 0 | 0 | 0 | 0 | 0 | 0 | 0

## ML2_VOM Cost
VOM cost by technology ($000s) - ML2, Accelerated Transition Scenario
VOM | Real June 2025 dollars discounted to 1 July 2025
Explicitly modelled generation
Region | Technology | 2026-27 | 2027-28 | 2028-29 | 2029-30 | 2030-31 | 2031-32 | 2032-33 | 2033-34 | 2034-35 | 2035-36 | 2036-37 | 2037-38 | 2038-39 | 2039-40 | 2040-41 | 2041-42 | 2042-43 | 2043-44 | 2044-45 | 2045-46 | 2046-47 | 2047-48 | 2048-49 | 2049-50 | 2050-51
NEM | Black Coal | 417895.121 | 292964.3384 | 97788.7132 | 17382.5979 | 15608.372 | 14210.0643 | 12111.9721 | 11779.6858 | 11289.5386 | 8104.4425 | 8288.6404 | 0.00030004 | 0.00028799 | 0.00026727 | 0.00016693 | 0.00017079 | 0.00014856 | 0.00011773 | 9.7394e-05 | 7.2434e-05 | 5.9559e-05 | 5.4924e-05 | 4.8714e-05 | 4.7152e-05 | 5.8387e-05
NEM | Brown Coal | 148749.377 | 121884.2691 | 16982.2726 | 13878.9652 | 0.00024201 | 0.00022511 | 0.00019395 | 0.00016572 | 0.00014277 | 4.6221e-05 | 4.1154e-05 | 3.7659e-05 | 3.5036e-05 | 3.3501e-05 | 3.1771e-05 | 2.8669e-05 | 2.7342e-05 | 2.5567e-05 | 2.2965e-05 | 2.1683e-05 | 2.0148e-05 | 0 | 0 | 0 | 0
NEM | CCGT | 146108.74 | 113408.4602 | 118012.1505 | 95527.3649 | 81540.1474 | 65183.9333 | 66962.2864 | 61702.7289 | 54825.2829 | 43276.5627 | 36475.6591 | 31031.8203 | 27624.7047 | 24048.2916 | 22180.5788 | 18531.3006 | 17551.1807 | 13761.3573 | 11501.6153 | 8120.0572 | 6993.6236 | 5553.2145 | 5847.1135 | 5146.6725 | 3485.0319
NEM | Gas - Steam | 13593.463 | 6040.1071 | 9416.7421 | 4562.2548 | 4523.8016 | 2929.1997 | 2716.1118 | 1374.8895 | 2484.4834 | 1104.2464 | 1052.6241 | 1200.1717 | 709.1061 | 655.9329 | 599.6822 | 582.5579 | 589.3921 | 525.2931 | 448.6332 | 400.2797 | 381.2057 | 371.5621 | 323.5464 | 302.5937 | 0
NEM | OCGT / Diesel | 136817.8703 | 77987.86 | 125778.9436 | 96352.3963 | 87022.3401 | 74004.9174 | 67084.2733 | 45233.8598 | 65800.0595 | 35371.1081 | 37264.5732 | 46151.648 | 43612.1547 | 46531.4201 | 39129.7045 | 31133.2097 | 14951.8492 | 33335.8301 | 17125.4053 | 22686.5465 | 21228.7377 | 12069.6056 | 19424.1205 | 11952.4273 | 20546.3001
NEM | Hydro | 142563.7366 | 112501.139 | 122877.4456 | 106508.2056 | 99897.0997 | 85947.3255 | 76495.0931 | 76871.1773 | 79713.2197 | 63147.4095 | 55491.4662 | 64845.03 | 50871.7214 | 43915.2037 | 38904.2752 | 35813.8439 | 38293.0663 | 36898.4958 | 31504.3298 | 25672.8305 | 31156.8823 | 27223.7609 | 22100.696 | 20378.1909 | 19400.6958
NEM | Hydrogen Electrolyser | 24.4649 | 22.4477 | 20.591 | 113.7683 | 388.4459 | 481.6676 | 800.3441 | 1150.7639 | 1588.5909 | 1691.0053 | 1809.463 | 1872.2614 | 1914.0008 | 1932.5705 | 2118.0367 | 2065.439 | 2069.6497 | 2047.5298 | 2021.5099 | 1998.8654 | 1979.5774 | 1984.7904 | 1980.3094 | 1960.467 | 1923.0911
NEM | Wind | 0 | 1403.9322 | 3330.0099 | 3389.4598 | 3451.727 | 3556.7199 | 3996.6033 | 4635.4766 | 4669.1776 | 4756.4831 | 4762.5382 | 4511.5706 | 4442.4081 | 4268.495 | 4205.1302 | 4152.2298 | 4174.4979 | 3911.4298 | 3875.4135 | 3791.2136 | 3591.3363 | 3491.6664 | 3244.3851 | 3177.2187 | 2923.7818
NEM | Solar PV | 0 | 1.6887e-05 | 591.2363 | 1572.1928 | 1635.6543 | 1496.6293 | 1564.271 | 1556.6455 | 1908.3556 | 2054.8131 | 2156.7627 | 2802.3926 | 2618.5645 | 2456.507 | 2510.0635 | 2465.1041 | 2518.7285 | 2635.8255 | 2534.4092 | 2475.7906 | 2658.7113 | 2463.5614 | 2248.0121 | 2154.7526 | 2195.037
NEM | Grid Battery | 0 | 36.1814 | 1405.4516 | 2264.2435 | 2183.9399 | 1885.4966 | 1948.8068 | 1636.4261 | 1606.7534 | 1524.5633 | 1503.411 | 1729.2516 | 1467.8347 | 1201.0813 | 1088.0623 | 935.6804 | 966.732 | 808.2789 | 634.3277 | 640.3731 | 841.9854 | 623.6659 | 443.4574 | 362.1722 | 404.9207
NEM | PHES | 7409.9214 | 8139.1954 | 4716.5875 | 3662.4137 | 3949.4443 | 2611.4664 | 3023.6195 | 2823.2506 | 2395.7626 | 1423.5079 | 1622.3254 | 2346.2291 | 1505.6903 | 1184.4268 | 852.4846 | 970.4427 | 1069.9418 | 944.4369 | 774.8291 | 597.1967 | 417.9425 | 525.1194 | 374.5232 | 390.1417 | 539.6647
NEM | VPP | 0 | 0 | 0 | 0 | 0 | 0 | 0 | 0 | 0 | 0 | 0 | 0 | 0 | 0 | 0 | 0 | 0 | 0 | 0 | 0 | 0 | 0 | 0 | 0 | 0
Total |  | 1013162.6941 | 734387.9306 | 500920.1439 | 345213.8627 | 300200.9725 | 252307.4202 | 236703.3817 | 208764.9042 | 226281.2244 | 162454.1419 | 150427.4633 | 156490.3756 | 134766.1855 | 126193.9292 | 111588.0182 | 96649.8083 | 82185.0384 | 94868.4771 | 70420.4731 | 66383.1534 | 69250.0023 | 54306.9466 | 55986.1636 | 45824.6366 | 51418.5231
Region | Technology | 2026-27 | 2027-28 | 2028-29 | 2029-30 | 2030-31 | 2031-32 | 2032-33 | 2033-34 | 2034-35 | 2035-36 | 2036-37 | 2037-38 | 2038-39 | 2039-40 | 2040-41 | 2041-42 | 2042-43 | 2043-44 | 2044-45 | 2045-46 | 2046-47 | 2047-48 | 2048-49 | 2049-50 | 2050-51
NSW1 | Black Coal | 208366.836 | 128338.9589 | 46140.2212 | 0.00062074 | 0.00053346 | 0.00045069 | 0.00041167 | 8.4752e-05 | 7.9391e-05 | 7.0229e-05 | 5.3155e-05 | 5.7879e-05 | 5.1623e-05 | 4.6691e-05 | 0 | 0 | 0 | 0 | 0 | 0 | 0 | 0 | 0 | 0 | 0
NSW1 | Brown Coal | 0 | 0 | 0 | 0 | 0 | 0 | 0 | 0 | 0 | 0 | 0 | 0 | 0 | 0 | 0 | 0 | 0 | 0 | 0 | 0 | 0 | 0 | 0 | 0 | 0
NSW1 | CCGT | 45376.882 | 36692.4421 | 36070.5261 | 32528.5921 | 24809.4781 | 19373.4091 | 22400.0231 | 21883.7171 | 16163.7866 | 16418.5091 | 14531.0221 | 14346.1951 | 12311.4746 | 11394.8301 | 11248.4276 | 9639.6696 | 8972.7948 | 5515.19 | 5165.0575 | 4569.297 | 4564.524 | 3397.8652 | 3721.6222 | 3357.7872 | 3485.0316
NSW1 | Gas - Steam | 0 | 0 | 0 | 0 | 0 | 0 | 0 | 0 | 0 | 0 | 0 | 0 | 0 | 0 | 0 | 0 | 0 | 0 | 0 | 0 | 0 | 0 | 0 | 0 | 0
NSW1 | OCGT / Diesel | 54531.0375 | 42646.2319 | 59524.1053 | 43243.1884 | 36979.2429 | 37213.6466 | 29441.3146 | 21710.6894 | 27864.7758 | 19201.1529 | 18807.9965 | 22154.6025 | 23920.6075 | 22262.963 | 20672.632 | 14080.4339 | 8865.7568 | 18075.6554 | 8836.1951 | 11108.6005 | 10067.4046 | 7464.4657 | 9026.5646 | 7859.9012 | 10340.0779
NSW1 | Hydro | 26466.4507 | 21730.2385 | 28388.348 | 19850.6639 | 18045.9158 | 14537.7756 | 12603.6869 | 14677.9743 | 14566.7015 | 11183.319 | 8215.4662 | 14143.3768 | 9730.6568 | 7574.7224 | 6471.7715 | 5755.3339 | 7103.3408 | 6946.1541 | 5895.9358 | 4036.2407 | 6653.6107 | 4825.7204 | 3924.8459 | 3522.2771 | 2962.8356
NSW1 | Hydrogen Electrolyser | 0.32152 | 0.29499 | 0.27059 | 19.6833 | 33.8796 | 67.3018 | 279.2965 | 402.3126 | 513.4483 | 560.1411 | 600.726 | 634.8269 | 662.2244 | 680.8415 | 846.2867 | 814.3468 | 802.9865 | 775.1139 | 745.2697 | 716.3399 | 689.9864 | 684.6948 | 674.9922 | 660.6102 | 640.6233
NSW1 | Wind | 0 | 199.9775 | 842.4223 | 716.0788 | 670.2894 | 613.533 | 845.8913 | 985.8987 | 882.8796 | 882.3563 | 918.2657 | 948.6366 | 853.3794 | 841.4588 | 788.8337 | 1013.4759 | 1022.9082 | 886.3837 | 871.7198 | 834.2018 | 929.1995 | 837.8221 | 786.4369 | 743.8165 | 719.6175
NSW1 | Solar PV | 0 | 4.0669e-06 | 114.4773 | 760.7785 | 715.6452 | 643.4719 | 743.8422 | 716.9056 | 847.9514 | 879.1998 | 867.3203 | 994.3016 | 957.2985 | 937.583 | 1027.8101 | 976.9379 | 988.7942 | 1071.0853 | 1058.4374 | 1045.6869 | 944.7963 | 874.1957 | 812.4783 | 740.0642 | 806.3495
NSW1 | Grid Battery | 0 | 33.1136 | 254.4069 | 482.0104 | 491.5995 | 403.3293 | 486.9059 | 408.7932 | 377.0626 | 385.1079 | 366.3976 | 289.9585 | 243.8619 | 174.0718 | 178.4906 | 142.9591 | 145.3618 | 122.968 | 98.2433 | 107.6486 | 85.5471 | 59.6751 | 31.8818 | 10.1981 | 7.3931
NSW1 | PHES | 2832.3538 | 2943.2814 | 1889.4073 | 1338.7014 | 1501.2251 | 909.5782 | 931.7398 | 1046.6363 | 839.8622 | 436.5901 | 509.4442 | 793.1076 | 422.4959 | 347.1326 | 232.9355 | 264.8313 | 385.5772 | 308.3162 | 256.3636 | 196.032 | 107.3866 | 139.1117 | 105.9162 | 114.3376 | 140.4596
NSW1 | VPP | 0 | 0 | 0 | 0 | 0 | 0 | 0 | 0 | 0 | 0 | 0 | 0 | 0 | 0 | 0 | 0 | 0 | 0 | 0 | 0 | 0 | 0 | 0 | 0 | 0
Total |  | 337573.8816 | 232584.5389 | 173224.185 | 98939.6974 | 83247.276 | 73762.0459 | 67732.7006 | 61832.9273 | 62056.4681 | 49946.3763 | 44816.6385 | 54305.0055 | 49101.999 | 44213.6031 | 41467.1877 | 32687.9885 | 28287.5205 | 33700.8665 | 22927.2222 | 22614.0474 | 24042.4552 | 18283.5509 | 19084.7382 | 17008.9921 | 19102.388
Region | Technology | 2026-27 | 2027-28 | 2028-29 | 2029-30 | 2030-31 | 2031-32 | 2032-33 | 2033-34 | 2034-35 | 2035-36 | 2036-37 | 2037-38 | 2038-39 | 2039-40 | 2040-41 | 2041-42 | 2042-43 | 2043-44 | 2044-45 | 2045-46 | 2046-47 | 2047-48 | 2048-49 | 2049-50 | 2050-51
QLD1 | Black Coal | 209528.285 | 164625.3795 | 51648.492 | 17382.5972 | 15608.3715 | 14210.0638 | 12111.9717 | 11779.6857 | 11289.5385 | 8104.4424 | 8288.6403 | 0.00024216 | 0.00023637 | 0.00022058 | 0.00016693 | 0.00017079 | 0.00014856 | 0.00011773 | 9.7394e-05 | 7.2434e-05 | 5.9559e-05 | 5.4924e-05 | 4.8714e-05 | 4.7152e-05 | 5.8387e-05
QLD1 | Brown Coal | 0 | 0 | 0 | 0 | 0 | 0 | 0 | 0 | 0 | 0 | 0 | 0 | 0 | 0 | 0 | 0 | 0 | 0 | 0 | 0 | 0 | 0 | 0 | 0 | 0
QLD1 | CCGT | 78805.9935 | 54254.3112 | 63562.3622 | 48409.0966 | 41641.5511 | 34113.715 | 33224.0861 | 28671.8897 | 27549.7212 | 20119.177 | 15592.3519 | 16685.6251 | 15313.23 | 12653.4614 | 10932.1512 | 8891.631 | 8578.3857 | 8246.1671 | 6336.5577 | 3550.76 | 2429.0995 | 2155.3492 | 2125.4912 | 1788.8852 | 8.7691e-05
QLD1 | Gas - Steam | 2180.182 | 1720.4036 | 1891.0481 | 1793.406 | 1604.3441 | 1355.9889 | 1261.128 | 1196.0139 | 1106.5838 | 845.6772 | 868.8807 | 854.7868 | 709.1061 | 655.9329 | 599.6822 | 582.5579 | 589.3921 | 525.2931 | 448.6332 | 400.2797 | 381.2057 | 371.5621 | 323.5464 | 302.5937 | 0
QLD1 | OCGT / Diesel | 39842.6321 | 4994.6729 | 18601.7013 | 21209.1418 | 18173.6663 | 15072.1062 | 8984.1977 | 6284.9506 | 11582.8433 | 4706.2071 | 7673.6667 | 7054.3313 | 7424.5644 | 8365.9705 | 6099.6526 | 3881.1751 | 2059.2408 | 4017.2395 | 2415.4208 | 5434.3445 | 1922.4752 | 1385.5353 | 2566.2121 | 348.7313 | 1185.7056
QLD1 | Hydro | 5610.1036 | 5092.3778 | 4938.0363 | 4427.9338 | 4202.5904 | 3744.5396 | 3479.2231 | 3382.0096 | 3091.1541 | 2579.3791 | 2473.561 | 684.5666 | 464.9551 | 360.8522 | 455.6559 | 309.6683 | 7.5513e-07 | 5.5041e-07 | 4.6769e-07 | 4.1331e-07 | 3.749e-07 | 3.324e-07 | 1.7065 | 3.3161e-07 | 6.5941e-07
QLD1 | Hydrogen Electrolyser | 16.556 | 15.1908 | 13.9344 | 12.7844 | 15.1629 | 21.5121 | 33.1799 | 132.4319 | 220.2696 | 248.3183 | 272.1235 | 291.0999 | 306.3666 | 319.2243 | 329.5108 | 338.5355 | 352.4439 | 365.3421 | 378.464 | 393.4407 | 409.3451 | 426.3478 | 440.5324 | 448.1783 | 448.4628
QLD1 | Wind | 0 | 729.2932 | 1054.0459 | 1054.6656 | 997.6986 | 1006.3427 | 1130.4928 | 1356.9727 | 1460.2254 | 1395.1025 | 1312.4825 | 1131.2732 | 1041.2425 | 977.2243 | 902.3241 | 966.7296 | 951.781 | 947.7334 | 898.288 | 869.5385 | 735.3647 | 677.41 | 678.9384 | 628.9324 | 616.9082
QLD1 | Solar PV | 0 | 3.0034e-06 | 314.1657 | 638.4933 | 570.5378 | 528.1353 | 497.2354 | 519.1421 | 599.1185 | 727.983 | 847.2182 | 1230.6265 | 1113.6178 | 1026.0424 | 1007.2519 | 908.3333 | 965.6497 | 937.5004 | 859.8269 | 814.5886 | 1167.6844 | 1094.2382 | 967.5008 | 958.142 | 949.8194
QLD1 | Grid Battery | 0 | 3.0677 | 811.2037 | 1315.0155 | 1195.3715 | 1078.3345 | 1055.2275 | 889.3451 | 836.8019 | 795.9395 | 785.3387 | 1002.7619 | 873.7999 | 757.2324 | 680.0596 | 578.9821 | 598.911 | 488.5109 | 389.7689 | 365.1073 | 611.0861 | 476.5144 | 361.0279 | 319.8734 | 361.4554
QLD1 | PHES | 4577.5675 | 5195.914 | 2827.1802 | 2323.7122 | 2448.2192 | 1701.8881 | 2054.7518 | 1740.5664 | 1520.3304 | 954.6523 | 1081.5466 | 1525.3535 | 1058.4917 | 815.9795 | 600.6072 | 688.2283 | 668.842 | 620.5472 | 505.1287 | 388.1707 | 299.8292 | 376.5142 | 259.4955 | 268.2365 | 393.0396
QLD1 | VPP | 0 | 0 | 0 | 0 | 0 | 0 | 0 | 0 | 0 | 0 | 0 | 0 | 0 | 0 | 0 | 0 | 0 | 0 | 0 | 0 | 0 | 0 | 0 | 0 | 0
Total |  | 340561.3197 | 236630.6106 | 145662.1698 | 98566.8466 | 86457.5134 | 72832.6262 | 63831.494 | 55953.0076 | 59256.5866 | 40476.8783 | 39195.81 | 30460.4249 | 28305.3743 | 25931.9202 | 21606.8957 | 17145.8413 | 14764.6464 | 16148.3338 | 12232.0882 | 12216.2301 | 7956.09 | 6963.4713 | 7724.4513 | 5063.5728 | 3955.3911
Region | Technology | 2026-27 | 2027-28 | 2028-29 | 2029-30 | 2030-31 | 2031-32 | 2032-33 | 2033-34 | 2034-35 | 2035-36 | 2036-37 | 2037-38 | 2038-39 | 2039-40 | 2040-41 | 2041-42 | 2042-43 | 2043-44 | 2044-45 | 2045-46 | 2046-47 | 2047-48 | 2048-49 | 2049-50 | 2050-51
VIC1 | Black Coal | 0 | 0 | 0 | 0 | 0 | 0 | 0 | 0 | 0 | 0 | 0 | 0 | 0 | 0 | 0 | 0 | 0 | 0 | 0 | 0 | 0 | 0 | 0 | 0 | 0
VIC1 | Brown Coal | 148749.377 | 121884.2691 | 16982.2726 | 13878.9652 | 0.00024201 | 0.00022511 | 0.00019395 | 0.00016572 | 0.00014277 | 4.6221e-05 | 4.1154e-05 | 3.7659e-05 | 3.5036e-05 | 3.3501e-05 | 3.1771e-05 | 2.8669e-05 | 2.7342e-05 | 2.5567e-05 | 2.2965e-05 | 2.1683e-05 | 2.0148e-05 | 0 | 0 | 0 | 0
VIC1 | CCGT | 0 | 0 | 0 | 0 | 0 | 0 | 0 | 0 | 0 | 0 | 0 | 0 | 0 | 0 | 0 | 0 | 0 | 0 | 0 | 0 | 0 | 0 | 0 | 0 | 0
VIC1 | Gas - Steam | 11413.281 | 4319.7035 | 7525.694 | 2768.8488 | 2919.4575 | 1573.2108 | 1454.9838 | 178.8756 | 1377.8996 | 258.5691 | 183.7434 | 345.3849 | 2.3521e-05 | 0 | 0 | 0 | 0 | 0 | 0 | 0 | 0 | 0 | 0 | 0 | 0
VIC1 | OCGT / Diesel | 28700.4974 | 19199.7607 | 34351.0395 | 22447.6124 | 21827.4742 | 12638.4503 | 21212.148 | 11772.8233 | 18757.6458 | 8260.8406 | 7888.1088 | 13101.9405 | 8391.6703 | 12439.2277 | 9794.1986 | 10475.8917 | 2835.0007 | 9012.7611 | 5250.9851 | 5446.8099 | 8537.6506 | 2895.2775 | 6979.582 | 3295.2552 | 7527.1159
VIC1 | Hydro | 26839.0799 | 20952.5845 | 29309.8135 | 22945.338 | 18395.2921 | 17179.7961 | 14576.2838 | 16922.3374 | 16050.6034 | 14288.5253 | 11179.2416 | 15843.2468 | 12367.6677 | 9978.3746 | 9270.4563 | 7913.1107 | 9082.021 | 8703.5791 | 7763.7487 | 6075.9938 | 8585.1829 | 6701.5623 | 5440.6753 | 5047.8098 | 4276.243
VIC1 | Hydrogen Electrolyser | 6.8727 | 6.3062 | 5.7845 | 5.3074 | 25.7216 | 84.6021 | 178.8841 | 306.8212 | 452.2629 | 507.1317 | 585.7634 | 615.6669 | 633.9033 | 640.2225 | 634.5816 | 620.8297 | 611.8288 | 598.4777 | 583.0271 | 567.8084 | 552.3188 | 536.7396 | 522.0225 | 508.692 | 495.932
VIC1 | Wind | 0 | 161.5792 | 1047.5399 | 1189.6118 | 1211.3805 | 1340.7667 | 1426.2528 | 1650.295 | 1694.9981 | 1852.5955 | 1913.1834 | 1838.2017 | 1960.6238 | 1852.4366 | 1896.2593 | 1619.3619 | 1629.8151 | 1563.0075 | 1549.4751 | 1551.22 | 1399.7372 | 1429.507 | 1281.3715 | 1306.1679 | 1141.9498
VIC1 | Solar PV | 0 | 2.6768e-06 | 12.6023 | 25.6152 | 193.8747 | 179.0662 | 182.1627 | 184.3277 | 191.6264 | 189.0789 | 183.0394 | 214.2738 | 211.9361 | 196.2788 | 179.7257 | 298.7983 | 288.4079 | 296.891 | 299.9574 | 280.045 | 238.9151 | 221.1558 | 208.7471 | 198.7242 | 196.8359
VIC1 | Grid Battery | 0 | 6.7497e-05 | 120.4057 | 256.1027 | 292.1089 | 232.897 | 233.0755 | 196.9586 | 241.1097 | 206.328 | 208.8975 | 171.5126 | 127.7633 | 97.4999 | 84.9848 | 82.3225 | 91.7195 | 72.3971 | 56.509 | 59.253 | 53.6671 | 32.6028 | 21.6766 | 7.327 | 8.6421
VIC1 | PHES | 0 | 0 | 0 | 0 | 0 | 0 | 0 | 0 | 0 | 0 | 0 | 0 | 0 | 0 | 0 | 0 | 0 | 0 | 0 | 0 | 0 | 0 | 0 | 0 | 0
VIC1 | VPP | 0 | 0 | 0 | 0 | 0 | 0 | 0 | 0 | 0 | 0 | 0 | 0 | 0 | 0 | 0 | 0 | 0 | 0 | 0 | 0 | 0 | 0 | 0 | 0 | 0
Total |  | 215709.108 | 166524.2033 | 89355.1521 | 63517.4015 | 44865.3098 | 33228.7894 | 39263.7909 | 31212.4389 | 38766.1459 | 25563.0693 | 22141.9776 | 32130.2272 | 23693.5647 | 25204.04 | 21860.2063 | 21010.3148 | 14538.7931 | 20247.1134 | 15503.7025 | 13981.1301 | 19367.4719 | 11816.845 | 14454.0752 | 10363.976 | 13646.7187
Region | Technology | 2026-27 | 2027-28 | 2028-29 | 2029-30 | 2030-31 | 2031-32 | 2032-33 | 2033-34 | 2034-35 | 2035-36 | 2036-37 | 2037-38 | 2038-39 | 2039-40 | 2040-41 | 2041-42 | 2042-43 | 2043-44 | 2044-45 | 2045-46 | 2046-47 | 2047-48 | 2048-49 | 2049-50 | 2050-51
SA1 | Black Coal | 0 | 0 | 0 | 0 | 0 | 0 | 0 | 0 | 0 | 0 | 0 | 0 | 0 | 0 | 0 | 0 | 0 | 0 | 0 | 0 | 0 | 0 | 0 | 0 | 0
SA1 | Brown Coal | 0 | 0 | 0 | 0 | 0 | 0 | 0 | 0 | 0 | 0 | 0 | 0 | 0 | 0 | 0 | 0 | 0 | 0 | 0 | 0 | 0 | 0 | 0 | 0 | 0
SA1 | CCGT | 21925.8645 | 22461.7069 | 18379.2621 | 14589.6761 | 15089.1181 | 11696.8091 | 11338.1771 | 11147.1221 | 11111.7751 | 6738.8766 | 6352.2851 | 7.9932e-05 | 7.3382e-05 | 6.8473e-05 | 6.266e-05 | 5.8861e-05 | 5.5166e-05 | 5.1938e-05 | 4.6515e-05 | 4.2765e-05 | 4.1269e-05 | 3.8825e-05 | 3.6193e-05 | 3.3576e-05 | 0.0001507
SA1 | Gas - Steam | 0 | 0 | 0 | 0 | 0 | 0 | 0 | 0 | 0 | 0 | 0 | 0 | 0 | 0 | 0 | 0 | 0 | 0 | 0 | 0 | 0 | 0 | 0 | 0 | 0
SA1 | OCGT / Diesel | 13393.6224 | 11147.1944 | 13248.7276 | 9397.3099 | 9275.5867 | 8555.6795 | 7053.1565 | 5367.7568 | 6416.6437 | 2762.3648 | 2394.7869 | 3104.8403 | 3510.4468 | 3045.306 | 2466.2286 | 2541.2598 | 1153.0993 | 2066.7112 | 546.6783 | 622.2069 | 617.9343 | 299.0215 | 779.8162 | 421.8192 | 1493.4005
SA1 | Hydro | 0 | 0 | 0 | 0 | 0 | 0 | 0 | 0 | 0 | 0 | 0 | 0 | 0 | 0 | 0 | 0 | 0 | 0 | 0 | 0 | 0 | 0 | 0 | 0 | 0
SA1 | Hydrogen Electrolyser | 0.71474 | 0.65573 | 0.60151 | 75.9932 | 302.7237 | 287.5417 | 273.2691 | 260.2349 | 346.871 | 322.0173 | 299.7621 | 281.9166 | 265.1597 | 249.1555 | 233.4721 | 218.2708 | 228.375 | 234.0097 | 239.5496 | 245.3777 | 251.3184 | 259.7368 | 265.4379 | 266.6319 | 263.6156
SA1 | Wind | 0 | 117.5691 | 112.681 | 115.9323 | 249.8345 | 247.4228 | 241.3233 | 280.6758 | 239.3552 | 260.1304 | 250.8897 | 250.6665 | 250.2801 | 296.3984 | 296.8317 | 264.8743 | 293.6709 | 245.5399 | 291.9546 | 284.072 | 290.8981 | 321.0336 | 297.8231 | 298.0321 | 262.3084
SA1 | Solar PV | 0 | 5.6589e-06 | 149.991 | 147.3057 | 155.5967 | 145.956 | 141.0307 | 136.2702 | 269.6594 | 258.5515 | 259.1849 | 363.1907 | 335.7121 | 296.6029 | 295.2758 | 281.0346 | 275.8765 | 330.3488 | 316.1876 | 335.47 | 307.3155 | 273.9717 | 259.2857 | 257.8223 | 242.0323
SA1 | Grid Battery | 0 | 4.8243e-05 | 219.4351 | 211.1148 | 204.8599 | 170.9357 | 173.5979 | 141.329 | 151.7791 | 137.1879 | 142.7772 | 265.0186 | 222.4095 | 172.277 | 144.5273 | 131.4166 | 130.7396 | 124.4028 | 89.8064 | 108.3641 | 91.685 | 54.8735 | 28.871 | 24.7736 | 27.43
SA1 | PHES | 0 | 0 | 0 | 0 | 0 | 0 | 0 | 0 | 0 | 0 | 0 | 0 | 0 | 0 | 0 | 0 | 0 | 0 | 0 | 0 | 0 | 0 | 0 | 0 | 0
SA1 | VPP | 0 | 0 | 0 | 0 | 0 | 0 | 0 | 0 | 0 | 0 | 0 | 0 | 0 | 0 | 0 | 0 | 0 | 0 | 0 | 0 | 0 | 0 | 0 | 0 | 0
Total |  | 35320.2016 | 33727.1262 | 32110.6985 | 24537.3321 | 25277.7196 | 21104.3448 | 19220.5546 | 17333.389 | 18536.0834 | 10479.1285 | 9699.6858 | 4265.6328 | 4584.0084 | 4059.7398 | 3436.3355 | 3436.8562 | 2081.7613 | 3001.0124 | 1484.1765 | 1595.4908 | 1559.1513 | 1208.6371 | 1631.234 | 1269.0791 | 2288.7868
Region | Technology | 2026-27 | 2027-28 | 2028-29 | 2029-30 | 2030-31 | 2031-32 | 2032-33 | 2033-34 | 2034-35 | 2035-36 | 2036-37 | 2037-38 | 2038-39 | 2039-40 | 2040-41 | 2041-42 | 2042-43 | 2043-44 | 2044-45 | 2045-46 | 2046-47 | 2047-48 | 2048-49 | 2049-50 | 2050-51
TAS1 | Black Coal | 0 | 0 | 0 | 0 | 0 | 0 | 0 | 0 | 0 | 0 | 0 | 0 | 0 | 0 | 0 | 0 | 0 | 0 | 0 | 0 | 0 | 0 | 0 | 0 | 0
TAS1 | Brown Coal | 0 | 0 | 0 | 0 | 0 | 0 | 0 | 0 | 0 | 0 | 0 | 0 | 0 | 0 | 0 | 0 | 0 | 0 | 0 | 0 | 0 | 0 | 0 | 0 | 0
TAS1 | CCGT | 0 | 3.8212e-05 | 3.5187e-05 | 3.772e-05 | 4.5948e-05 | 4.5998e-05 | 6.0212e-05 | 5.8225e-05 | 5.6059e-05 | 4.9513e-05 | 4.6378e-05 | 5.0617e-05 | 4.6659e-05 | 4.4047e-05 | 4.0696e-05 | 3.8187e-05 | 3.5796e-05 | 3.3484e-05 | 3.0676e-05 | 2.8237e-05 | 2.721e-05 | 2.5508e-05 | 2.4141e-05 | 2.2341e-05 | 6.7189e-05
TAS1 | Gas - Steam | 0 | 0 | 0 | 0 | 0 | 0 | 0 | 0 | 0 | 0 | 0 | 0 | 0 | 0 | 0 | 0 | 0 | 0 | 0 | 0 | 0 | 0 | 0 | 0 | 0
TAS1 | OCGT / Diesel | 350.0808 | 0.00012612 | 53.3699 | 55.1438 | 766.37 | 525.0348 | 393.4565 | 97.6398 | 1178.1509 | 440.5427 | 500.0143 | 735.9334 | 364.8656 | 417.9529 | 96.9926 | 154.4491 | 38.7517 | 163.463 | 76.126 | 74.5847 | 83.2731 | 25.3056 | 71.9455 | 26.7205 | 0.00026289
TAS1 | Hydro | 83648.1023 | 64725.9382 | 60241.2478 | 59284.2699 | 59253.3014 | 50485.2141 | 45835.8993 | 41888.856 | 46004.7607 | 35096.186 | 33623.1974 | 34173.8398 | 28308.4418 | 26001.2545 | 22706.3914 | 21835.731 | 22107.7045 | 21248.7627 | 17844.6452 | 15560.596 | 15918.0887 | 15696.4781 | 12733.4683 | 11808.1041 | 12161.6172
TAS1 | Hydrogen Electrolyser | 0 | 0 | 0 | 0 | 10.9581 | 20.71 | 35.7146 | 48.9633 | 55.7392 | 53.3968 | 51.088 | 48.7512 | 46.3467 | 43.1267 | 74.1854 | 73.4562 | 74.0155 | 74.5865 | 75.1997 | 75.8988 | 76.6086 | 77.2714 | 77.3243 | 76.3546 | 74.4575
TAS1 | Wind | 0 | 195.5132 | 273.3207 | 313.1714 | 322.5241 | 348.6547 | 352.6432 | 361.6343 | 391.7194 | 366.2984 | 367.717 | 342.7925 | 336.8822 | 300.9769 | 320.8814 | 287.788 | 276.3227 | 268.7653 | 263.9759 | 252.1813 | 236.1367 | 225.8937 | 199.8152 | 200.2698 | 182.998
TAS1 | Solar PV | 0 | 1.4811e-06 | 1.8664e-06 | 2.7095e-06 | 2.5246e-06 | 2.2014e-06 | 2.5504e-06 | 3.227e-06 | 3.0635e-06 | 5.9628e-06 | 5.6509e-06 | 7.1502e-06 | 6.4476e-06 | 6.7922e-06 | 6.3733e-06 | 1.0496e-05 | 1.0436e-05 | 9.2002e-06 | 8.4829e-06 | 7.7984e-06 | 8.5949e-06 | 8.184e-06 | 7.793e-06 | 7.0186e-06 | 6.878e-06
TAS1 | Grid Battery | 0 | 1.7559e-05 | 2.0271e-05 | 6.9699e-05 | 7.1568e-05 | 8.0235e-05 | 7.7417e-05 | 6.8238e-05 | 6.979e-05 | 7.8889e-05 | 7.2932e-05 | 7.8656e-05 | 7.8377e-05 | 9.3169e-05 | 8.8489e-05 | 9.8406e-05 | 8.4272e-05 | 8.4448e-05 | 8.6641e-05 | 8.2812e-05 | 8.1395e-05 | 6.7712e-05 | 6.5831e-05 | 5.4703e-05 | 5.3352e-05
TAS1 | PHES | 0 | 0 | 9.996e-06 | 6.3108e-05 | 6.876e-05 | 6.9936e-05 | 37.1279 | 36.0479 | 35.57 | 32.2655 | 31.3346 | 27.768 | 24.7027 | 21.3148 | 18.9419 | 17.383 | 15.5226 | 15.5735 | 13.3368 | 12.994 | 10.7267 | 9.4934 | 9.1115 | 7.5675 | 6.1654
TAS1 | VPP | 0 | 0 | 0 | 0 | 0 | 0 | 0 | 0 | 0 | 0 | 0 | 0 | 0 | 0 | 0 | 0 | 0 | 0 | 0 | 0 | 0 | 0 | 0 | 0 | 0
Total |  | 83998.1831 | 64921.4516 | 60567.9385 | 59652.5852 | 60353.1537 | 51379.6139 | 46654.8416 | 42433.1415 | 47665.9403 | 35988.6895 | 34573.3513 | 35329.0851 | 29081.2392 | 26784.6259 | 23217.3929 | 22368.8075 | 22512.3171 | 21771.151 | 18273.2837 | 15976.2549 | 16324.8339 | 16034.4424 | 13091.6649 | 12119.0165 | 12425.2384
Explicitly modelled load
Region | Technology | 2026-27 | 2027-28 | 2028-29 | 2029-30 | 2030-31 | 2031-32 | 2032-33 | 2033-34 | 2034-35 | 2035-36 | 2036-37 | 2037-38 | 2038-39 | 2039-40 | 2040-41 | 2041-42 | 2042-43 | 2043-44 | 2044-45 | 2045-46 | 2046-47 | 2047-48 | 2048-49 | 2049-50 | 2050-51
NEM | Grid Battery Pump | 0 | 0 | 0 | 0 | 0 | 0 | 0 | 0 | 0 | 0 | 0 | 0 | 0 | 0 | 0 | 0 | 0 | 0 | 0 | 0 | 0 | 0 | 0 | 0 | 0
NEM | PHES Pump | 21834.1937 | 24418.0274 | 16203.8867 | 11758.4573 | 13799.9484 | 9075.1264 | 9312.6458 | 9440.8758 | 8155.4197 | 4132.7144 | 4438.4819 | 6583.3409 | 3636.1796 | 3040.7191 | 2110.6984 | 2478.5185 | 2965.3866 | 2486.8289 | 2117.7198 | 1571.6251 | 1072.5056 | 1349.8496 | 990.6474 | 1012.2028 | 1272.3556
NEM | VPP Pump | 0 | 0 | 0 | 0 | 0 | 0 | 0 | 0 | 0 | 0 | 0 | 0 | 0 | 0 | 0 | 0 | 0 | 0 | 0 | 0 | 0 | 0 | 0 | 0 | 0
Region | Technology | 2026-27 | 2027-28 | 2028-29 | 2029-30 | 2030-31 | 2031-32 | 2032-33 | 2033-34 | 2034-35 | 2035-36 | 2036-37 | 2037-38 | 2038-39 | 2039-40 | 2040-41 | 2041-42 | 2042-43 | 2043-44 | 2044-45 | 2045-46 | 2046-47 | 2047-48 | 2048-49 | 2049-50 | 2050-51
NSW1 | Grid Battery Pump | 0 | 0 | 0 | 0 | 0 | 0 | 0 | 0 | 0 | 0 | 0 | 0 | 0 | 0 | 0 | 0 | 0 | 0 | 0 | 0 | 0 | 0 | 0 | 0 | 0
NSW1 | PHES Pump | 15320.3642 | 16971.6094 | 12187.1085 | 8438.0113 | 10301.6922 | 6625.6883 | 6394.1728 | 6953.79 | 5968.6775 | 3299.9883 | 3393.0557 | 4882.6031 | 2504.0347 | 2167.789 | 1507.7906 | 1708.2032 | 2258.0119 | 1808.958 | 1557.5197 | 1166.4908 | 762.6434 | 917.3986 | 694.6273 | 722.4064 | 807.1664
NSW1 | VPP Pump | 0 | 0 | 0 | 0 | 0 | 0 | 0 | 0 | 0 | 0 | 0 | 0 | 0 | 0 | 0 | 0 | 0 | 0 | 0 | 0 | 0 | 0 | 0 | 0 | 0
Region | Technology | 2026-27 | 2027-28 | 2028-29 | 2029-30 | 2030-31 | 2031-32 | 2032-33 | 2033-34 | 2034-35 | 2035-36 | 2036-37 | 2037-38 | 2038-39 | 2039-40 | 2040-41 | 2041-42 | 2042-43 | 2043-44 | 2044-45 | 2045-46 | 2046-47 | 2047-48 | 2048-49 | 2049-50 | 2050-51
QLD1 | Grid Battery Pump | 0 | 0 | 0 | 0 | 0 | 0 | 0 | 0 | 0 | 0 | 0 | 0 | 0 | 0 | 0 | 0 | 0 | 0 | 0 | 0 | 0 | 0 | 0 | 0 | 0
QLD1 | PHES Pump | 6513.8295 | 7446.418 | 4016.7782 | 3320.446 | 3498.2562 | 2449.4382 | 2918.473 | 2487.0858 | 2186.7422 | 832.7261 | 1045.4262 | 1700.7378 | 1132.1449 | 872.9301 | 602.9078 | 770.3152 | 707.3747 | 677.8709 | 560.2001 | 405.1343 | 309.8623 | 432.4509 | 296.0201 | 289.7964 | 465.1893
QLD1 | VPP Pump | 0 | 0 | 0 | 0 | 0 | 0 | 0 | 0 | 0 | 0 | 0 | 0 | 0 | 0 | 0 | 0 | 0 | 0 | 0 | 0 | 0 | 0 | 0 | 0 | 0
Region | Technology | 2026-27 | 2027-28 | 2028-29 | 2029-30 | 2030-31 | 2031-32 | 2032-33 | 2033-34 | 2034-35 | 2035-36 | 2036-37 | 2037-38 | 2038-39 | 2039-40 | 2040-41 | 2041-42 | 2042-43 | 2043-44 | 2044-45 | 2045-46 | 2046-47 | 2047-48 | 2048-49 | 2049-50 | 2050-51
VIC1 | Grid Battery Pump | 0 | 0 | 0 | 0 | 0 | 0 | 0 | 0 | 0 | 0 | 0 | 0 | 0 | 0 | 0 | 0 | 0 | 0 | 0 | 0 | 0 | 0 | 0 | 0 | 0
VIC1 | PHES Pump | 0 | 0 | 0 | 0 | 0 | 0 | 0 | 0 | 0 | 0 | 0 | 0 | 0 | 0 | 0 | 0 | 0 | 0 | 0 | 0 | 0 | 0 | 0 | 0 | 0
VIC1 | VPP Pump | 0 | 0 | 0 | 0 | 0 | 0 | 0 | 0 | 0 | 0 | 0 | 0 | 0 | 0 | 0 | 0 | 0 | 0 | 0 | 0 | 0 | 0 | 0 | 0 | 0
Region | Technology | 2026-27 | 2027-28 | 2028-29 | 2029-30 | 2030-31 | 2031-32 | 2032-33 | 2033-34 | 2034-35 | 2035-36 | 2036-37 | 2037-38 | 2038-39 | 2039-40 | 2040-41 | 2041-42 | 2042-43 | 2043-44 | 2044-45 | 2045-46 | 2046-47 | 2047-48 | 2048-49 | 2049-50 | 2050-51
SA1 | Grid Battery Pump | 0 | 0 | 0 | 0 | 0 | 0 | 0 | 0 | 0 | 0 | 0 | 0 | 0 | 0 | 0 | 0 | 0 | 0 | 0 | 0 | 0 | 0 | 0 | 0 | 0
SA1 | PHES Pump | 0 | 0 | 0 | 0 | 0 | 0 | 0 | 0 | 0 | 0 | 0 | 0 | 0 | 0 | 0 | 0 | 0 | 0 | 0 | 0 | 0 | 0 | 0 | 0 | 0
SA1 | VPP Pump | 0 | 0 | 0 | 0 | 0 | 0 | 0 | 0 | 0 | 0 | 0 | 0 | 0 | 0 | 0 | 0 | 0 | 0 | 0 | 0 | 0 | 0 | 0 | 0 | 0
Region | Technology | 2026-27 | 2027-28 | 2028-29 | 2029-30 | 2030-31 | 2031-32 | 2032-33 | 2033-34 | 2034-35 | 2035-36 | 2036-37 | 2037-38 | 2038-39 | 2039-40 | 2040-41 | 2041-42 | 2042-43 | 2043-44 | 2044-45 | 2045-46 | 2046-47 | 2047-48 | 2048-49 | 2049-50 | 2050-51
TAS1 | Grid Battery Pump | 0 | 0 | 0 | 0 | 0 | 0 | 0 | 0 | 0 | 0 | 0 | 0 | 0 | 0 | 0 | 0 | 0 | 0 | 0 | 0 | 0 | 0 | 0 | 0 | 0
TAS1 | PHES Pump | 0 | 0 | 0 | 0 | 0 | 0 | 0 | 0 | 0 | 0 | 0 | 0 | 0 | 0 | 0 | 0 | 0 | 0 | 0 | 0 | 0 | 0 | 0 | 0 | 0
TAS1 | VPP Pump | 0 | 0 | 0 | 0 | 0 | 0 | 0 | 0 | 0 | 0 | 0 | 0 | 0 | 0 | 0 | 0 | 0 | 0 | 0 | 0 | 0 | 0 | 0 | 0 | 0

## ML2_FOM Cost
FOM cost by technology ($000s) - ML2, Accelerated Transition Scenario
FOM | Real June 2025 dollars discounted to 1 July 2025. For new entrant capacity, the FOM is incurred annually in modelling. For existing capacity that retires early as part of the least-cost solution, the associated FOM savings are presented as a negative cost that continues until the assumed fixed date retirement. For existing, committed and anticipated generators that do not retire early, FOM costs are not included since there will be no difference in these costs between the Base Case and option case.
Explicitly modelled generation
Region | Technology | 2026-27 | 2027-28 | 2028-29 | 2029-30 | 2030-31 | 2031-32 | 2032-33 | 2033-34 | 2034-35 | 2035-36 | 2036-37 | 2037-38 | 2038-39 | 2039-40 | 2040-41 | 2041-42 | 2042-43 | 2043-44 | 2044-45 | 2045-46 | 2046-47 | 2047-48 | 2048-49 | 2049-50 | 2050-51
NEM | Black Coal | 0 | 0 | -279180.1876 | -341023.661 | -318713.7018 | -282045.751 | -262849.5943 | -183842.3574 | -171815.2878 | -130601.1147 | -109908.1935 | -91686.0197 | -85687.8689 | -80294.0813 | -61655.452 | -57621.9177 | -42414.3604 | -35902.0358 | -29877.5764 | -24576.2855 | -19840.7497 | -18591.8355 | -17326.4671 | -16192.9599 | -15133.6074
NEM | Brown Coal | 0 | -28875.214 | -134790.0394 | -125971.9998 | -142074.4729 | -133131.3221 | -124070.3463 | -115953.5946 | -108367.8454 | -34798.7742 | -32430.3545 | -30308.7425 | -28325.9275 | -26542.8976 | -24736.3764 | -23118.1088 | -21605.7091 | -20245.6962 | -18867.7653 | -17633.4255 | -16479.8369 | 0 | 0 | 0 | 0
NEM | CCGT | 0 | 0.00017901 | 0.00027026 | 0.00025531 | 0.00024483 | 0.00023203 | 0.00023385 | 0.00021966 | 0.00020628 | 0.0001933 | 0.00018014 | 0.00017215 | 0.00016089 | 0.00015076 | 0.0001405 | 0.00013131 | 0.00012272 | 0.00011499 | 0.00010717 | 0.00010016 | 9.3603e-05 | 8.7711e-05 | 8.1742e-05 | 7.6394e-05 | 0.00024317
NEM | Gas - Steam | 0 | 0 | 0 | 0 | 0 | 0 | 0 | 0 | 0 | 0 | 0 | 0 | 0 | 0 | 0 | 0 | 0 | 0 | 0 | 0 | 0 | 0 | 0 | 0 | 0
NEM | OCGT / Diesel | 0 | 0.00031075 | 1557.6947 | 1455.7894 | 2681.9834 | 2513.1611 | 7586.8865 | 7090.5481 | 8821.7947 | 17634.7 | 16434.4746 | 19324.551 | 18060.328 | 16923.4859 | 15771.6661 | 14739.8749 | 13775.584 | 21655.3261 | 20181.4552 | 18861.173 | 19877.3941 | 18626.1733 | 19026.7597 | 17782.0184 | 18757.6689
NEM | Hydrogen Electrolyser | 0 | 0 | 0 | 0 | 0 | 0 | 0 | 0 | 0 | 0 | 0 | 0 | 0 | 0 | 0 | 0 | 0 | 0 | 0 | 0 | 0 | 0 | 0 | 0 | 0
NEM | Hydrogen Electrolyser | 0 | 0 | 0 | 0 | 32558.9327 | 39331.7596 | 64824.3404 | 94042.6226 | 132064.5068 | 142574.4818 | 149625.3803 | 162720.3143 | 169206.5848 | 173912.9166 | 193891.4817 | 185491.8996 | 193633.8096 | 195728.5043 | 193348.3456 | 182560.0541 | 200646.7962 | 200831.6006 | 189489.4281 | 190471.2634 | 178010.5265
NEM | Wind | 0 | 156339.2927 | 416387.2598 | 458572.9197 | 507100.1259 | 540032.547 | 635816.9753 | 750550.0627 | 779972.9823 | 814001.7271 | 882168.0848 | 967902.3692 | 1010549.8057 | 1051674.6091 | 980358.3225 | 974699.002 | 939573.7934 | 891815.3346 | 838449.3214 | 785144.0084 | 770297.8521 | 754120.6459 | 706925.0204 | 660677.589 | 617455.6905
NEM | Solar PV | 0 | 0.0016955 | 49249.5462 | 119947.345 | 124643.845 | 116797.8986 | 109097.3435 | 109827.7184 | 137464.6224 | 138247.8485 | 145658.1728 | 219116.2417 | 208563.6631 | 213050.229 | 207394.093 | 205344.7089 | 204979.1964 | 225652.5416 | 210868.9183 | 197073.7553 | 224093.3354 | 226117.9297 | 213423.1843 | 199460.9198 | 186412.0746
NEM | Grid Battery | 0 | 2780.2951 | 130113.3437 | 196555.3485 | 186390.1521 | 174657.4656 | 168130.0961 | 157130.931 | 161032.2303 | 150895.747 | 140625.7167 | 171824.2029 | 160583.3672 | 153704.6963 | 143243.4878 | 133872.4214 | 125114.4127 | 117238.8456 | 109259.5189 | 102111.6999 | 127039.9675 | 120765.494 | 131854.1447 | 123228.1732 | 115166.5171
NEM | PHES | 0 | 0 | 0.0024795 | 0.013119 | 0.0129 | 0.012161 | 7697.4546 | 7193.883 | 6723.2552 | 6300.047 | 5871.2631 | 5487.1618 | 5128.1886 | 4805.385 | 4478.3284 | 4185.3537 | 3911.5455 | 3665.3258 | 3415.8623 | 3192.3947 | 2983.5465 | 2795.7414 | 2605.4622 | 2435.0114 | 2275.7116
NEM | VPP | 0 | 0 | 0 | 0 | 0 | 0 | 0 | 0 | 0 | 0 | 0 | 0 | 0 | 0 | 0 | 0 | 0 | 0 | 0 | 0 | 0 | 0 | 0 | 0 | 0
Total |  | 0 | 130244.376 | 183337.62 | 309535.7551 | 392586.8776 | 458155.7712 | 606233.1561 | 826039.814 | 945896.2586 | 1104254.6626 | 1198044.5445 | 1424380.0788 | 1458078.1412 | 1507234.3432 | 1458745.5512 | 1437593.2341 | 1416968.2722 | 1399608.1461 | 1326778.0801 | 1246733.3747 | 1308618.3053 | 1304665.7495 | 1245997.5323 | 1177862.0154 | 1102944.582
Region | Technology | 2026-27 | 2027-28 | 2028-29 | 2029-30 | 2030-31 | 2031-32 | 2032-33 | 2033-34 | 2034-35 | 2035-36 | 2036-37 | 2037-38 | 2038-39 | 2039-40 | 2040-41 | 2041-42 | 2042-43 | 2043-44 | 2044-45 | 2045-46 | 2046-47 | 2047-48 | 2048-49 | 2049-50 | 2050-51
NSW1 | Black Coal | 0 | 0 | -72021.6151 | -108781.5261 | -101664.9777 | -95265.4802 | -88781.6702 | -21162.0545 | -19777.6211 | -18532.6807 | -17271.3384 | -16141.4377 | -15085.4558 | -14135.8728 | 0 | 0 | 0 | 0 | 0 | 0 | 0 | 0 | 0 | 0 | 0
NSW1 | Brown Coal | 0 | 0 | 0 | 0 | 0 | 0 | 0 | 0 | 0 | 0 | 0 | 0 | 0 | 0 | 0 | 0 | 0 | 0 | 0 | 0 | 0 | 0 | 0 | 0 | 0
NSW1 | CCGT | 0 | 6.0048e-05 | 7.861e-05 | 7.3468e-05 | 6.8661e-05 | 6.4339e-05 | 5.996e-05 | 5.6038e-05 | 5.2372e-05 | 4.9075e-05 | 4.5735e-05 | 4.2743e-05 | 3.9947e-05 | 3.7432e-05 | 3.4885e-05 | 3.2602e-05 | 3.047e-05 | 2.8552e-05 | 2.6608e-05 | 2.4868e-05 | 2.3241e-05 | 2.1778e-05 | 2.0296e-05 | 1.8968e-05 | 5.2782e-05
NSW1 | Gas - Steam | 0 | 0 | 0 | 0 | 0 | 0 | 0 | 0 | 0 | 0 | 0 | 0 | 0 | 0 | 0 | 0 | 0 | 0 | 0 | 0 | 0 | 0 | 0 | 0 | 0
NSW1 | OCGT / Diesel | 0 | 7.2046e-05 | 0.00019219 | 0.00017961 | 0.00016786 | 0.00036654 | 65.8562 | 61.5479 | 1672.1873 | 5209.4314 | 4854.8752 | 8502.4954 | 7946.2574 | 7446.065 | 6939.2825 | 6485.3108 | 6061.0381 | 8620.7904 | 8034.0556 | 7508.4632 | 7017.2553 | 6575.5407 | 6128.0065 | 5727.1089 | 6503.8506
NSW1 | Hydro | 0 | 0 | 0 | 0 | 0 | 0 | 0 | 0 | 0 | 0 | 0 | 0 | 0 | 0 | 0 | 0 | 0 | 0 | 0 | 0 | 0 | 0 | 0 | 0 | 0
NSW1 | Hydrogen Electrolyser | 0 | 0 | 0 | 0 | 2645.9182 | 5254.8476 | 22168.8109 | 32450.4628 | 42105.0714 | 46709.7936 | 49495.1251 | 54816.1557 | 58214.1703 | 60943.6558 | 77172.1036 | 72123.4613 | 76070.7489 | 74876.0055 | 70903.004 | 66264.4897 | 70863.2539 | 69140.0327 | 64434.3319 | 61972.6234 | 57918.3396
NSW1 | Wind | 0 | 25564.7458 | 93623.4533 | 87498.5621 | 81774.3571 | 76626.9132 | 94248.5257 | 113058.8682 | 105662.4937 | 99011.365 | 104408.0484 | 114382.8619 | 108547.6082 | 109484.374 | 102293.9654 | 132932.0668 | 134107.4498 | 126714.1485 | 118089.9283 | 111258.0582 | 124866.5833 | 123853.9018 | 115424.3512 | 107873.2254 | 100816.0985
NSW1 | Solar PV | 0 | 0.00039037 | 8965.9359 | 69127.4434 | 64605.0872 | 60538.3958 | 56418.1262 | 52909.7342 | 64286.145 | 60239.53 | 61236.589 | 81411.5799 | 79399.0088 | 79414.9815 | 82854.1187 | 77433.7557 | 79780.5195 | 91463.0769 | 85238.0601 | 79661.7384 | 78253.7152 | 81238.8589 | 75709.7068 | 70756.7353 | 66127.79
NSW1 | Grid Battery | 0 | 2549.4862 | 22278.0639 | 39011.5462 | 39152.9518 | 36688.394 | 39551.2591 | 36963.7935 | 34545.6014 | 32371.0621 | 30167.8736 | 28194.2822 | 26349.7965 | 24691.1582 | 23010.6673 | 21505.2965 | 20098.4081 | 18833.2752 | 17551.4743 | 16403.247 | 15330.1374 | 14365.1525 | 13387.4543 | 12511.6395 | 11693.121
NSW1 | PHES | 0 | 0 | 0.00097549 | 0.00092551 | 0.001272 | 0.0012074 | 0.00133 | 0.0014212 | 0.0013282 | 0.0012446 | 0.0011599 | 0.0011387 | 0.0010642 | 0.0010288 | 0.0009588 | 0.00091205 | 0.0008761 | 0.00086588 | 0.00092301 | 0.00086719 | 0.00085282 | 0.00080962 | 0.0008526 | 0.0007993 | 0.00075331
NSW1 | VPP | 0 | 0 | 0 | 0 | 0 | 0 | 0 | 0 | 0 | 0 | 0 | 0 | 0 | 0 | 0 | 0 | 0 | 0 | 0 | 0 | 0 | 0 | 0 | 0 | 0
Total |  | 0 | 28114.2326 | 52845.8393 | 86856.0267 | 86513.3382 | 83843.072 | 123670.9094 | 214282.3536 | 228493.8791 | 225008.5027 | 232891.1741 | 271165.9385 | 265371.3865 | 267844.3628 | 292270.1385 | 310479.8921 | 316118.1653 | 320507.2973 | 299816.5233 | 281095.9974 | 296330.946 | 295173.4874 | 275083.8517 | 258841.3334 | 243059.2005
Region | Technology | 2026-27 | 2027-28 | 2028-29 | 2029-30 | 2030-31 | 2031-32 | 2032-33 | 2033-34 | 2034-35 | 2035-36 | 2036-37 | 2037-38 | 2038-39 | 2039-40 | 2040-41 | 2041-42 | 2042-43 | 2043-44 | 2044-45 | 2045-46 | 2046-47 | 2047-48 | 2048-49 | 2049-50 | 2050-51
QLD1 | Black Coal | 0 | 0 | -207158.5725 | -232242.1348 | -217048.7241 | -186780.2707 | -174067.9241 | -162680.3029 | -152037.6667 | -112068.434 | -92636.8552 | -75544.582 | -70602.4131 | -66158.2085 | -61655.452 | -57621.9177 | -42414.3604 | -35902.0358 | -29877.5764 | -24576.2855 | -19840.7497 | -18591.8355 | -17326.4671 | -16192.9599 | -15133.6074
QLD1 | Brown Coal | 0 | 0 | 0 | 0 | 0 | 0 | 0 | 0 | 0 | 0 | 0 | 0 | 0 | 0 | 0 | 0 | 0 | 0 | 0 | 0 | 0 | 0 | 0 | 0 | 0
QLD1 | CCGT | 0 | 3.7616e-05 | 8.8029e-05 | 8.227e-05 | 7.6888e-05 | 7.2048e-05 | 6.7144e-05 | 6.2752e-05 | 5.8647e-05 | 5.4955e-05 | 5.1215e-05 | 4.7864e-05 | 4.4733e-05 | 4.1917e-05 | 3.9064e-05 | 3.6509e-05 | 3.412e-05 | 3.1972e-05 | 2.9796e-05 | 2.7847e-05 | 2.6025e-05 | 2.4387e-05 | 2.2727e-05 | 2.124e-05 | 5.3989e-05
QLD1 | Gas - Steam | 0 | 0 | 0 | 0 | 0 | 0 | 0 | 0 | 0 | 0 | 0 | 0 | 0 | 0 | 0 | 0 | 0 | 0 | 0 | 0 | 0 | 0 | 0 | 0 | 0
QLD1 | OCGT / Diesel | 0 | 6.7482e-05 | 9.9851e-05 | 9.3319e-05 | 1321.4326 | 1238.2525 | 1153.9765 | 1078.4827 | 1007.9278 | 944.4818 | 880.2 | 822.6168 | 768.8008 | 720.4071 | 671.3759 | 627.4541 | 586.4057 | 549.4933 | 512.0945 | 478.593 | 2697.4128 | 2527.619 | 4023.8799 | 3760.6354 | 3514.6126
QLD1 | Hydro | 0 | 0 | 0 | 0 | 0 | 0 | 0 | 0 | 0 | 0 | 0 | 0 | 0 | 0 | 0 | 0 | 0 | 0 | 0 | 0 | 0 | 0 | 0 | 0 | 0
QLD1 | Hydrogen Electrolyser | 0 | 0 | 0 | 0 | 1284.1159 | 1821.8166 | 2855.4223 | 11584.8136 | 19592.0952 | 22462.8005 | 21438.3686 | 27267.3573 | 29214.632 | 30999.3549 | 32596.1253 | 30463.6685 | 32745.8719 | 34915.1197 | 36244.6867 | 33873.539 | 45615.3418 | 48523.6716 | 46635.3263 | 44589.6296 | 41672.551
QLD1 | Wind | 0 | 84445.8357 | 125035.0503 | 116855.1872 | 111976.4626 | 112648.5535 | 124065.4153 | 163164.5829 | 166961.7547 | 156452.0261 | 145803.8331 | 145445.8503 | 137079.9832 | 129190.2115 | 120397.4694 | 125790.8152 | 126220.5859 | 123475.751 | 117947.7228 | 110231.5167 | 105122.6093 | 101185.2219 | 97800.5276 | 91402.3623 | 85422.7684
QLD1 | Solar PV | 0 | 0.00033621 | 23320.5462 | 32770.2719 | 32189.0371 | 30162.8364 | 28109.9406 | 32873.6496 | 37679.8736 | 44744.242 | 53421.4749 | 89423.5554 | 84042.1249 | 91353.0423 | 85135.5145 | 79565.9013 | 79608.3215 | 79208.2909 | 74391.7271 | 69524.9786 | 100549.1598 | 102407.8488 | 97729.8148 | 91336.2754 | 85361.0051
QLD1 | Grid Battery | 0 | 230.8017 | 72023.1879 | 110721.6666 | 103478.1948 | 96964.5609 | 90365.1106 | 84453.3744 | 78928.3873 | 73960.0882 | 68926.3324 | 88692.6775 | 82890.3528 | 80902.2168 | 75395.9767 | 70463.5296 | 65853.766 | 61708.4741 | 57508.5685 | 53746.3257 | 81838.683 | 78409.4913 | 92380.9087 | 86337.2978 | 80689.0633
QLD1 | PHES | 0 | 0 | 0 | 0 | 0.00014457 | 0.00013547 | 0.00012625 | 0.00011799 | 0.00011027 | 0.00010333 | 9.63e-05 | 9e-05 | 8.4112e-05 | 7.8818e-05 | 7.3453e-05 | 6.8648e-05 | 6.4157e-05 | 6.0118e-05 | 5.6027e-05 | 5.2361e-05 | 4.8936e-05 | 4.5856e-05 | 4.2735e-05 | 3.9939e-05 | 3.7326e-05
QLD1 | VPP | 0 | 0 | 0 | 0 | 0 | 0 | 0 | 0 | 0 | 0 | 0 | 0 | 0 | 0 | 0 | 0 | 0 | 0 | 0 | 0 | 0 | 0 | 0 | 0 | 0
Total |  | 0 | 84676.6379 | 13220.212 | 28104.9911 | 33200.5191 | 56055.7493 | 72481.9414 | 130474.6005 | 152132.372 | 186495.2048 | 197833.3538 | 276107.4754 | 263393.4807 | 267007.0243 | 252541.0099 | 249289.4511 | 262600.5907 | 263955.0933 | 256727.2233 | 243278.6675 | 315982.4571 | 314462.017 | 321243.9902 | 301233.2407 | 281526.3931
Region | Technology | 2026-27 | 2027-28 | 2028-29 | 2029-30 | 2030-31 | 2031-32 | 2032-33 | 2033-34 | 2034-35 | 2035-36 | 2036-37 | 2037-38 | 2038-39 | 2039-40 | 2040-41 | 2041-42 | 2042-43 | 2043-44 | 2044-45 | 2045-46 | 2046-47 | 2047-48 | 2048-49 | 2049-50 | 2050-51
VIC1 | Black Coal | 0 | 0 | 0 | 0 | 0 | 0 | 0 | 0 | 0 | 0 | 0 | 0 | 0 | 0 | 0 | 0 | 0 | 0 | 0 | 0 | 0 | 0 | 0 | 0 | 0
VIC1 | Brown Coal | 0 | -28875.214 | -134790.0394 | -125971.9998 | -142074.4729 | -133131.3221 | -124070.3463 | -115953.5946 | -108367.8454 | -34798.7742 | -32430.3545 | -30308.7425 | -28325.9275 | -26542.8976 | -24736.3764 | -23118.1088 | -21605.7091 | -20245.6962 | -18867.7653 | -17633.4255 | -16479.8369 | 0 | 0 | 0 | 0
VIC1 | CCGT | 0 | 0 | 0 | 0 | 0 | 0 | 0 | 0 | 0 | 0 | 0 | 0 | 0 | 0 | 0 | 0 | 0 | 0 | 0 | 0 | 0 | 0 | 0 | 0 | 0
VIC1 | Gas - Steam | 0 | 0 | 0 | 0 | 0 | 0 | 0 | 0 | 0 | 0 | 0 | 0 | 0 | 0 | 0 | 0 | 0 | 0 | 0 | 0 | 0 | 0 | 0 | 0 | 0
VIC1 | OCGT / Diesel | 0 | 7.265e-05 | 1557.6943 | 1455.789 | 1360.5505 | 1274.9081 | 6367.0535 | 5950.5173 | 6141.6793 | 11480.7861 | 10699.3988 | 9999.4381 | 9345.2692 | 8757.0133 | 8161.0072 | 7627.1095 | 7128.1397 | 12485.0418 | 11635.3044 | 10874.1163 | 10162.7255 | 9523.0132 | 8874.8728 | 8294.2736 | 7751.6576
VIC1 | Hydro | 0 | 0 | 0 | 0 | 0 | 0 | 0 | 0 | 0 | 0 | 0 | 0 | 0 | 0 | 0 | 0 | 0 | 0 | 0 | 0 | 0 | 0 | 0 | 0 | 0
VIC1 | Hydrogen Electrolyser | 0 | 0 | 0 | 0 | 1887.4529 | 6208.0086 | 13338.4845 | 23255.6486 | 34852.2219 | 39742.535 | 46702.373 | 49959.4623 | 52364.9409 | 53859.7221 | 54384.6256 | 54215.8236 | 54470.0361 | 54339.5901 | 53645.8882 | 50136.3441 | 48429.7093 | 46037.875 | 42904.5171 | 46632.3881 | 43581.6711
VIC1 | Wind | 0 | 16731.9315 | 161331.7277 | 212998.7881 | 257550.8421 | 295829.2899 | 359823.1197 | 413279.0315 | 445411.4168 | 500499.7824 | 575949.5846 | 648396.342 | 706330.5592 | 747791.1094 | 696896.1207 | 657618.7993 | 620946.0587 | 586918.5226 | 547465.7036 | 512303.0629 | 485540.39 | 470203.8656 | 438829.7216 | 410121.235 | 383290.8737
VIC1 | Solar PV | 0 | 0.00025155 | 1045.3512 | 3173.2624 | 13946.5736 | 13068.6797 | 12179.2197 | 11867.2394 | 11948.3439 | 11196.2324 | 10434.2119 | 15081.0351 | 14094.4254 | 13207.2247 | 12308.3352 | 20812.8834 | 19859.3569 | 21603.0994 | 20132.783 | 18815.685 | 17632.5588 | 16522.6435 | 15796.5202 | 14763.103 | 13797.2925
VIC1 | Grid Battery | 0 | 0.0035856 | 13439.8204 | 25913.4603 | 24218.1874 | 22693.7271 | 21149.1822 | 19765.5909 | 32653.4078 | 30597.9763 | 28515.4647 | 26649.967 | 24906.5112 | 23338.723 | 21750.2794 | 20327.3639 | 18997.5363 | 17801.6999 | 16590.1085 | 15504.7743 | 14490.4432 | 13578.3144 | 12654.1693 | 11826.3265 | 11052.6416
VIC1 | PHES | 0 | 0 | 0 | 0 | 0 | 0 | 0 | 0 | 0 | 0 | 0 | 0 | 0 | 0 | 0 | 0 | 0 | 0 | 0 | 0 | 0 | 0 | 0 | 0 | 0
VIC1 | VPP | 0 | 0 | 0 | 0 | 0 | 0 | 0 | 0 | 0 | 0 | 0 | 0 | 0 | 0 | 0 | 0 | 0 | 0 | 0 | 0 | 0 | 0 | 0 | 0 | 0
Total |  | 0 | -12143.2786 | 42584.5541 | 117569.3001 | 156889.1337 | 205943.2913 | 288786.7134 | 358164.4331 | 422639.2242 | 558718.5379 | 639870.6786 | 719777.5021 | 778715.7784 | 820410.8949 | 768763.9917 | 737483.8709 | 699795.4186 | 672902.2576 | 630602.0224 | 590000.5571 | 559775.9899 | 555865.7117 | 519059.801 | 491637.3261 | 459474.1365
Region | Technology | 2026-27 | 2027-28 | 2028-29 | 2029-30 | 2030-31 | 2031-32 | 2032-33 | 2033-34 | 2034-35 | 2035-36 | 2036-37 | 2037-38 | 2038-39 | 2039-40 | 2040-41 | 2041-42 | 2042-43 | 2043-44 | 2044-45 | 2045-46 | 2046-47 | 2047-48 | 2048-49 | 2049-50 | 2050-51
SA1 | Black Coal | 0 | 0 | 0 | 0 | 0 | 0 | 0 | 0 | 0 | 0 | 0 | 0 | 0 | 0 | 0 | 0 | 0 | 0 | 0 | 0 | 0 | 0 | 0 | 0 | 0
SA1 | Brown Coal | 0 | 0 | 0 | 0 | 0 | 0 | 0 | 0 | 0 | 0 | 0 | 0 | 0 | 0 | 0 | 0 | 0 | 0 | 0 | 0 | 0 | 0 | 0 | 0 | 0
SA1 | CCGT | 0 | 5.8271e-05 | 8.2119e-05 | 7.6746e-05 | 7.1725e-05 | 6.7211e-05 | 6.9583e-05 | 6.5031e-05 | 6.0777e-05 | 5.6951e-05 | 5.3075e-05 | 4.9603e-05 | 4.6358e-05 | 4.344e-05 | 4.0483e-05 | 3.7835e-05 | 3.536e-05 | 3.3134e-05 | 3.0879e-05 | 2.8859e-05 | 2.6971e-05 | 2.5273e-05 | 2.3553e-05 | 2.2012e-05 | 9.5332e-05
SA1 | Gas - Steam | 0 | 0 | 0 | 0 | 0 | 0 | 0 | 0 | 0 | 0 | 0 | 0 | 0 | 0 | 0 | 0 | 0 | 0 | 0 | 0 | 0 | 0 | 0 | 0 | 0
SA1 | OCGT / Diesel | 0 | 5.1091e-05 | 7.046e-05 | 6.5851e-05 | 6.1543e-05 | 8.1786e-05 | 0.00011993 | 0.00011208 | 0.00010617 | 0.00024787 | 0.000231 | 0.0002176 | 0.00020336 | 0.00019056 | 0.00017759 | 0.00016695 | 0.00015602 | 0.00020633 | 0.00019318 | 0.00018054 | 0.00016873 | 0.00015811 | 0.00014735 | 0.00013771 | 987.5479
SA1 | Hydro | 0 | 0 | 0 | 0 | 0 | 0 | 0 | 0 | 0 | 0 | 0 | 0 | 0 | 0 | 0 | 0 | 0 | 0 | 0 | 0 | 0 | 0 | 0 | 0 | 0
SA1 | Hydrogen Electrolyser | 0 | 0 | 0 | 0 | 25934.5639 | 24633.4268 | 23789.4712 | 23027.8261 | 31205.4933 | 29460.6778 | 27902.564 | 26707.9982 | 25571.5031 | 24470.1381 | 23359.2289 | 22252.4594 | 23735.4492 | 24802.8461 | 25902.2131 | 26068.3415 | 28319.0258 | 29899.0949 | 28776.4663 | 29915.1066 | 27958.0435
SA1 | Wind | 0 | 13567.2225 | 13869.4573 | 12962.1098 | 26569.7442 | 24897.2639 | 27231.4071 | 30291.8618 | 28917.0368 | 27096.7983 | 25252.5787 | 29188.6829 | 28457.4601 | 35434.6708 | 33022.9716 | 32424.8017 | 34063.7 | 31996.4949 | 33781.23 | 31571.243 | 35386.8827 | 40461.3838 | 37707.5666 | 35240.7164 | 32935.249
SA1 | Solar PV | 0 | 0.00055676 | 15917.7127 | 14876.367 | 13903.1467 | 13027.9865 | 12390.0567 | 12177.0949 | 23550.2596 | 22067.8433 | 20565.8962 | 33200.0705 | 31028.1032 | 29074.9796 | 27096.1239 | 27532.1672 | 25730.9974 | 33378.0734 | 31106.3472 | 29071.3525 | 27657.9006 | 25948.5776 | 24187.1417 | 22604.8053 | 21125.9863
SA1 | Grid Battery | 0 | 0.0028371 | 22372.2707 | 20908.6714 | 19540.8144 | 18310.7803 | 17064.5406 | 15948.1688 | 14904.8306 | 13966.6174 | 13016.0434 | 28287.2727 | 26436.7035 | 24772.5944 | 23086.5609 | 21576.2275 | 20164.6986 | 18895.3929 | 17609.3643 | 16457.3498 | 15380.7008 | 14412.533 | 13431.6098 | 12552.9065 | 11731.6884
SA1 | PHES | 0 | 0 | 0 | 0 | 0 | 0 | 0 | 0 | 0 | 0 | 0 | 0 | 0 | 0 | 0 | 0 | 0 | 0 | 0 | 0 | 0 | 0 | 0 | 0 | 0
SA1 | VPP | 0 | 0 | 0 | 0 | 0 | 0 | 0 | 0 | 0 | 0 | 0 | 0 | 0 | 0 | 0 | 0 | 0 | 0 | 0 | 0 | 0 | 0 | 0 | 0 | 0
Total |  | 0 | 13567.226 | 52159.4408 | 48747.1483 | 85948.2693 | 80869.4576 | 80475.4758 | 81444.9518 | 98577.6206 | 92591.9371 | 86737.0826 | 117384.0246 | 111493.7702 | 113752.3832 | 106564.8855 | 103785.656 | 103694.8454 | 109072.8076 | 108399.1548 | 103168.287 | 106744.5101 | 110721.5895 | 104102.7846 | 100313.535 | 94738.5151
Region | Technology | \ | 2027-28 | 2028-29 | 2029-30 | 2030-31 | 2031-32 | 2032-33 | 2033-34 | 2034-35 | 2035-36 | 2036-37 | 2037-38 | 2038-39 | 2039-40 | 2040-41 | 2041-42 | 2042-43 | 2043-44 | 2044-45 | 2045-46 | 2046-47 | 2047-48 | 2048-49 | 2049-50 | 2050-51
TAS1 | Black Coal | 0 | 0 | 0 | 0 | 0 | 0 | 0 | 0 | 0 | 0 | 0 | 0 | 0 | 0 | 0 | 0 | 0 | 0 | 0 | 0 | 0 | 0 | 0 | 0 | 0
TAS1 | Brown Coal | 0 | 0 | 0 | 0 | 0 | 0 | 0 | 0 | 0 | 0 | 0 | 0 | 0 | 0 | 0 | 0 | 0 | 0 | 0 | 0 | 0 | 0 | 0 | 0 | 0
TAS1 | CCGT | 0 | 2.3077e-05 | 2.1507e-05 | 2.2821e-05 | 2.756e-05 | 2.8429e-05 | 3.7161e-05 | 3.5839e-05 | 3.4488e-05 | 3.2317e-05 | 3.0117e-05 | 3.194e-05 | 2.9851e-05 | 2.7972e-05 | 2.6068e-05 | 2.4362e-05 | 2.2769e-05 | 2.1335e-05 | 1.9883e-05 | 1.8583e-05 | 1.7367e-05 | 1.6274e-05 | 1.5166e-05 | 1.4174e-05 | 4.1063e-05
TAS1 | Gas - Steam | 0 | 0 | 0 | 0 | 0 | 0 | 0 | 0 | 0 | 0 | 0 | 0 | 0 | 0 | 0 | 0 | 0 | 0 | 0 | 0 | 0 | 0 | 0 | 0 | 0
TAS1 | OCGT / Diesel | 0 | 4.7482e-05 | 4.425e-05 | 4.5645e-05 | 5.0517e-05 | 7.2992e-05 | 0.00010937 | 0.00010333 | 0.00023263 | 0.00047851 | 0.00044594 | 0.00041676 | 0.0003895 | 0.00036498 | 0.00034014 | 0.00031974 | 0.00029882 | 0.0004189 | 0.00039039 | 0.00036485 | 0.00034098 | 0.00031952 | 0.00029777 | 0.00027829 | 0.0002633
TAS1 | Hydro | 0 | 0 | 0 | 0 | 0 | 0 | 0 | 0 | 0 | 0 | 0 | 0 | 0 | 0 | 0 | 0 | 0 | 0 | 0 | 0 | 0 | 0 | 0 | 0 | 0
TAS1 | Hydrogen Electrolyser | 0 | 0 | 0 | 0 | 806.8819 | 1413.66 | 2672.1515 | 3723.8714 | 4309.625 | 4198.6749 | 4086.9496 | 3969.3408 | 3841.3385 | 3640.0457 | 6379.3982 | 6436.4867 | 6611.7034 | 6794.9429 | 6652.5536 | 6217.3398 | 7419.4654 | 7230.9264 | 6738.7864 | 7361.5158 | 6879.9213
TAS1 | Wind | 0 | 16029.5571 | 22527.5712 | 28258.2725 | 29228.7198 | 30030.5264 | 30448.5075 | 30755.7183 | 33020.2802 | 30941.7554 | 30754.04 | 30488.6321 | 30134.195 | 29774.2434 | 27747.7954 | 25932.519 | 24235.9991 | 22710.4175 | 21164.7366 | 19780.1277 | 19381.3868 | 18416.2729 | 17162.8534 | 16040.0499 | 14990.7008
TAS1 | Solar PV | 0 | 0.00016065 | 0.00021869 | 0.00029529 | 0.00028341 | 0.00026705 | 0.00029182 | 0.00034985 | 0.00033758 | 0.0007513 | 0.00072119 | 0.00086027 | 0.00080399 | 0.00082322 | 0.00078087 | 0.0011721 | 0.0011036 | 0.0010342 | 0.00096379 | 0.00090074 | 0.00099052 | 0.00092844 | 0.00087095 | 0.00081397 | 0.00076072
TAS1 | Grid Battery | 0 | 0.00072168 | 0.00080468 | 0.0038865 | 0.0036552 | 0.0034344 | 0.0035356 | 0.0033135 | 0.0031025 | 0.0029125 | 0.0027212 | 0.0034256 | 0.0032113 | 0.003877 | 0.003627 | 0.0039138 | 0.0036684 | 0.0034565 | 0.003291 | 0.0030862 | 0.0030443 | 0.0028587 | 0.0026912 | 0.0029569 | 0.0027813
TAS1 | PHES | 0 | 0 | 0.001504 | 0.012194 | 0.011483 | 0.010818 | 7697.4531 | 7193.8815 | 6723.2538 | 6300.0457 | 5871.2618 | 5487.1606 | 5128.1875 | 4805.3839 | 4478.3274 | 4185.3527 | 3911.5446 | 3665.3249 | 3415.8613 | 3192.3938 | 2983.5456 | 2795.7406 | 2605.4613 | 2435.0105 | 2275.7108
TAS1 | VPP | 0 | 0 | 0 | 0 | 0 | 0 | 0 | 0 | 0 | 0 | 0 | 0 | 0 | 0 | 0 | 0 | 0 | 0 | 0 | 0 | 0 | 0 | 0 | 0 | 0
Total |  | 0 | 16029.5581 | 22527.5738 | 28258.289 | 30035.6172 | 31444.201 | 40818.1161 | 41673.475 | 44053.1627 | 41440.4801 | 40712.2554 | 39945.1383 | 39103.7254 | 38219.678 | 38605.5257 | 36554.3639 | 34759.2522 | 33170.6903 | 31233.1562 | 29189.8656 | 29784.4022 | 28442.944 | 26507.1049 | 25836.5803 | 24146.3367

## ML2_Fuel Cost
Fuel cost by technology ($000s) - ML2, Accelerated Transition Scenario
Fuel | Real June 2025 dollars discounted to 1 July 2025
Explicitly modelled generation
Region | Technology | 2026-27 | 2027-28 | 2028-29 | 2029-30 | 2030-31 | 2031-32 | 2032-33 | 2033-34 | 2034-35 | 2035-36 | 2036-37 | 2037-38 | 2038-39 | 2039-40 | 2040-41 | 2041-42 | 2042-43 | 2043-44 | 2044-45 | 2045-46 | 2046-47 | 2047-48 | 2048-49 | 2049-50 | 2050-51
NEM | Black Coal | 2294916.752 | 1502236.272 | 390682.9718 | 71812.5674 | 64482.7268 | 58705.913 | 50038.0804 | 48665.3109 | 46640.3665 | 33481.8097 | 34242.7853 | 0.001003 | 0.0009633 | 0.00089302 | 0.00053409 | 0.00053609 | 0.00047798 | 0.0003688 | 0.00029546 | 0.00021535 | 0.00016302 | 0.00014996 | 0.00013456 | 0.00012993 | 0.00016235
NEM | Brown Coal | 185433.102 | 152832.9571 | 20549.2946 | 16794.1563 | 0.00028392 | 0.00026377 | 0.00022754 | 0.00019379 | 0.00016685 | 5.5929e-05 | 4.9798e-05 | 4.5569e-05 | 4.2395e-05 | 4.0538e-05 | 3.8445e-05 | 3.4691e-05 | 3.3085e-05 | 3.0938e-05 | 2.7789e-05 | 2.6238e-05 | 2.438e-05 | 0 | 0 | 0 | 0
NEM | CCGT | 1074782.36 | 925964.3214 | 1049866.6469 | 831301.5781 | 718647.3069 | 608360.1097 | 630348.1069 | 591278.4446 | 545160.1424 | 434957.431 | 372550.4041 | 327635.7241 | 291468.4261 | 256310.1777 | 233881.9382 | 194889.6581 | 183109.1358 | 147326.1797 | 123531.937 | 92373.2145 | 82946.4668 | 66294.4407 | 70570.6265 | 62418.4583 | 44413.2755
NEM | Gas - Steam | 131610.4925 | 53083.1906 | 94179.7318 | 34794.8498 | 36441.5585 | 21355.8386 | 20138.9844 | 3600.7633 | 19714.1292 | 4373.4977 | 3382.0451 | 5586.7517 | 738.7792 | 683.3807 | 624.7762 | 606.9352 | 614.0554 | 547.2741 | 467.4064 | 417.0295 | 397.1574 | 387.1102 | 337.0853 | 315.2558 | 0
NEM | OCGT / Diesel | 1548952.2007 | 952163.6225 | 1714685.401 | 1244333.6611 | 1133884.8755 | 1002965.528 | 957103.6788 | 644557.9346 | 990218.9302 | 527929.4409 | 553993.8404 | 719626.6796 | 667036.7398 | 716861.7529 | 595222.7835 | 477306.3672 | 217725.621 | 519546.6644 | 260113.3041 | 334241.3056 | 325704.2945 | 181845.4548 | 314847.6868 | 181944.1293 | 344470.8369
NEM | Hydro | 0 | 0 | 0 | 0 | 0 | 0 | 0 | 0 | 0 | 0 | 0 | 0 | 0 | 0 | 0 | 0 | 0 | 0 | 0 | 0 | 0 | 0 | 0 | 0 | 0
NEM | Hydrogen Electrolyser | 0 | 0 | 0 | 0 | 0 | 0 | 0 | 0 | 0 | 0 | 0 | 0 | 0 | 0 | 0 | 0 | 0 | 0 | 0 | 0 | 0 | 0 | 0 | 0 | 0
NEM | Wind | 0 | 0 | 0 | 0 | 0 | 0 | 0 | 0 | 0 | 0 | 0 | 0 | 0 | 0 | 0 | 0 | 0 | 0 | 0 | 0 | 0 | 0 | 0 | 0 | 0
NEM | Solar PV | 0 | 0 | 0 | 0 | 0 | 0 | 0 | 0 | 0 | 0 | 0 | 0 | 0 | 0 | 0 | 0 | 0 | 0 | 0 | 0 | 0 | 0 | 0 | 0 | 0
NEM | Grid Battery | 0 | 0 | 0 | 0 | 0 | 0 | 0 | 0 | 0 | 0 | 0 | 0 | 0 | 0 | 0 | 0 | 0 | 0 | 0 | 0 | 0 | 0 | 0 | 0 | 0
NEM | PHES | 0 | 0 | 0 | 0 | 0 | 0 | 0 | 0 | 0 | 0 | 0 | 0 | 0 | 0 | 0 | 0 | 0 | 0 | 0 | 0 | 0 | 0 | 0 | 0 | 0
NEM | VPP | 0 | 0 | 0 | 0 | 0 | 0 | 0 | 0 | 0 | 0 | 0 | 0 | 0 | 0 | 0 | 0 | 0 | 0 | 0 | 0 | 0 | 0 | 0 | 0 | 0
Total |  | 5235694.9072 | 3586280.3636 | 3269964.0461 | 2199036.8126 | 1953456.468 | 1691387.3895 | 1657628.8508 | 1288102.4537 | 1601733.5685 | 1000742.1794 | 964169.0749 | 1052849.1565 | 959243.9461 | 973855.3122 | 829729.4985 | 672802.961 | 401448.8128 | 667420.1186 | 384112.6478 | 427031.5498 | 409047.9189 | 248527.0058 | 385755.3987 | 244677.8434 | 388884.1125
Region | Technology | 2026-27 | 2027-28 | 2028-29 | 2029-30 | 2030-31 | 2031-32 | 2032-33 | 2033-34 | 2034-35 | 2035-36 | 2036-37 | 2037-38 | 2038-39 | 2039-40 | 2040-41 | 2041-42 | 2042-43 | 2043-44 | 2044-45 | 2045-46 | 2046-47 | 2047-48 | 2048-49 | 2049-50 | 2050-51
NSW1 | Black Coal | 1301767.776 | 716480.816 | 233256.0269 | 0.002798 | 0.0021066 | 0.0017816 | 0.0016241 | 0.00034676 | 0.00032482 | 0.00028734 | 0.00021748 | 0.00023681 | 0.00021121 | 0.00019103 | 0 | 0 | 0 | 0 | 0 | 0 | 0 | 0 | 0 | 0 | 0
NSW1 | Brown Coal | 0 | 0 | 0 | 0 | 0 | 0 | 0 | 0 | 0 | 0 | 0 | 0 | 0 | 0 | 0 | 0 | 0 | 0 | 0 | 0 | 0 | 0 | 0 | 0 | 0
NSW1 | CCGT | 410734.464 | 332518.6419 | 332618.6748 | 294730.0665 | 223875.9063 | 180707.1623 | 210620.1061 | 209245.4261 | 158178.29 | 166516.0737 | 148876.7776 | 148962.4536 | 131610.7815 | 121868.6573 | 119469.2412 | 101555.5131 | 96054.4211 | 64709.001 | 60553.8889 | 54318.5608 | 55010.2567 | 41630.9927 | 46207.9286 | 42241.0966 | 44413.2697
NSW1 | Gas - Steam | 0 | 0 | 0 | 0 | 0 | 0 | 0 | 0 | 0 | 0 | 0 | 0 | 0 | 0 | 0 | 0 | 0 | 0 | 0 | 0 | 0 | 0 | 0 | 0 | 0
NSW1 | OCGT / Diesel | 627698.824 | 486359.6586 | 740255.8015 | 514133.2392 | 436107.5224 | 457236.2417 | 365632.2448 | 271407.2665 | 367491.3605 | 259250.0653 | 254262.5922 | 318825.5555 | 357346.4881 | 328740.7746 | 305400.3922 | 199453.3399 | 123150.8823 | 255633.4352 | 122157.3082 | 155366.7136 | 139772.9259 | 102918.0973 | 128252.3985 | 109973.0061 | 142223.9873
NSW1 | Hydro | 0 | 0 | 0 | 0 | 0 | 0 | 0 | 0 | 0 | 0 | 0 | 0 | 0 | 0 | 0 | 0 | 0 | 0 | 0 | 0 | 0 | 0 | 0 | 0 | 0
NSW1 | Hydrogen Electrolyser | 0 | 0 | 0 | 0 | 0 | 0 | 0 | 0 | 0 | 0 | 0 | 0 | 0 | 0 | 0 | 0 | 0 | 0 | 0 | 0 | 0 | 0 | 0 | 0 | 0
NSW1 | Wind | 0 | 0 | 0 | 0 | 0 | 0 | 0 | 0 | 0 | 0 | 0 | 0 | 0 | 0 | 0 | 0 | 0 | 0 | 0 | 0 | 0 | 0 | 0 | 0 | 0
NSW1 | Solar PV | 0 | 0 | 0 | 0 | 0 | 0 | 0 | 0 | 0 | 0 | 0 | 0 | 0 | 0 | 0 | 0 | 0 | 0 | 0 | 0 | 0 | 0 | 0 | 0 | 0
NSW1 | Grid Battery | 0 | 0 | 0 | 0 | 0 | 0 | 0 | 0 | 0 | 0 | 0 | 0 | 0 | 0 | 0 | 0 | 0 | 0 | 0 | 0 | 0 | 0 | 0 | 0 | 0
NSW1 | PHES | 0 | 0 | 0 | 0 | 0 | 0 | 0 | 0 | 0 | 0 | 0 | 0 | 0 | 0 | 0 | 0 | 0 | 0 | 0 | 0 | 0 | 0 | 0 | 0 | 0
NSW1 | VPP | 0 | 0 | 0 | 0 | 0 | 0 | 0 | 0 | 0 | 0 | 0 | 0 | 0 | 0 | 0 | 0 | 0 | 0 | 0 | 0 | 0 | 0 | 0 | 0 | 0
Total |  | 2340201.064 | 1535359.1166 | 1306130.5032 | 808863.3084 | 659983.4308 | 637943.4057 | 576252.3526 | 480652.6929 | 525669.6508 | 425766.1393 | 403139.37 | 467788.0093 | 488957.2698 | 450609.4321 | 424869.6334 | 301008.853 | 219205.3034 | 320342.4362 | 182711.197 | 209685.2743 | 194783.1826 | 144549.09 | 174460.3272 | 152214.1026 | 186637.2569
Region | Technology | 2026-27 | 2027-28 | 2028-29 | 2029-30 | 2030-31 | 2031-32 | 2032-33 | 2033-34 | 2034-35 | 2035-36 | 2036-37 | 2037-38 | 2038-39 | 2039-40 | 2040-41 | 2041-42 | 2042-43 | 2043-44 | 2044-45 | 2045-46 | 2046-47 | 2047-48 | 2048-49 | 2049-50 | 2050-51
QLD1 | Black Coal | 993148.976 | 785755.456 | 157426.9448 | 71812.5646 | 64482.7247 | 58705.9112 | 50038.0788 | 48665.3106 | 46640.3662 | 33481.8094 | 34242.785 | 0.00076622 | 0.00075209 | 0.00070199 | 0.00053409 | 0.00053609 | 0.00047798 | 0.0003688 | 0.00029546 | 0.00021535 | 0.00016302 | 0.00014996 | 0.00013456 | 0.00012993 | 0.00016235
QLD1 | Brown Coal | 0 | 0 | 0 | 0 | 0 | 0 | 0 | 0 | 0 | 0 | 0 | 0 | 0 | 0 | 0 | 0 | 0 | 0 | 0 | 0 | 0 | 0 | 0 | 0 | 0
QLD1 | CCGT | 502187.864 | 421715.097 | 568187.4409 | 420333.5965 | 369515.3253 | 325773.6563 | 319117.8211 | 281218.895 | 282549.4169 | 205474.4102 | 164232.3396 | 178673.2676 | 159857.6419 | 134441.5178 | 114412.6947 | 93334.1428 | 87054.7128 | 82617.1769 | 62978.0465 | 38054.6522 | 27936.2087 | 24663.4467 | 24362.6966 | 20177.3606 | 0.0015002
QLD1 | Gas - Steam | 2271.4125 | 1792.3946 | 1970.1798 | 1868.4518 | 1671.4785 | 1412.7306 | 1313.9004 | 1246.0615 | 1152.8892 | 881.0649 | 905.2393 | 890.5557 | 738.7789 | 683.3807 | 624.7762 | 606.9352 | 614.0554 | 547.2741 | 467.4064 | 417.0295 | 397.1574 | 387.1102 | 337.0853 | 315.2558 | 0
QLD1 | OCGT / Diesel | 365201.7937 | 68995.9284 | 276475.9329 | 286228.2984 | 247733.947 | 214965.6603 | 131134.8088 | 92799.9662 | 168370.203 | 67856.7099 | 109818.5717 | 103129.4495 | 104838.1968 | 119123.9575 | 84909.2947 | 56594.3249 | 29608.9263 | 61022.4611 | 36080.6739 | 74928.5303 | 33729.5843 | 22125.1728 | 50115.0899 | 7319.5683 | 41778.4444
QLD1 | Hydro | 0 | 0 | 0 | 0 | 0 | 0 | 0 | 0 | 0 | 0 | 0 | 0 | 0 | 0 | 0 | 0 | 0 | 0 | 0 | 0 | 0 | 0 | 0 | 0 | 0
QLD1 | Hydrogen Electrolyser | 0 | 0 | 0 | 0 | 0 | 0 | 0 | 0 | 0 | 0 | 0 | 0 | 0 | 0 | 0 | 0 | 0 | 0 | 0 | 0 | 0 | 0 | 0 | 0 | 0
QLD1 | Wind | 0 | 0 | 0 | 0 | 0 | 0 | 0 | 0 | 0 | 0 | 0 | 0 | 0 | 0 | 0 | 0 | 0 | 0 | 0 | 0 | 0 | 0 | 0 | 0 | 0
QLD1 | Solar PV | 0 | 0 | 0 | 0 | 0 | 0 | 0 | 0 | 0 | 0 | 0 | 0 | 0 | 0 | 0 | 0 | 0 | 0 | 0 | 0 | 0 | 0 | 0 | 0 | 0
QLD1 | Grid Battery | 0 | 0 | 0 | 0 | 0 | 0 | 0 | 0 | 0 | 0 | 0 | 0 | 0 | 0 | 0 | 0 | 0 | 0 | 0 | 0 | 0 | 0 | 0 | 0 | 0
QLD1 | PHES | 0 | 0 | 0 | 0 | 0 | 0 | 0 | 0 | 0 | 0 | 0 | 0 | 0 | 0 | 0 | 0 | 0 | 0 | 0 | 0 | 0 | 0 | 0 | 0 | 0
QLD1 | VPP | 0 | 0 | 0 | 0 | 0 | 0 | 0 | 0 | 0 | 0 | 0 | 0 | 0 | 0 | 0 | 0 | 0 | 0 | 0 | 0 | 0 | 0 | 0 | 0 | 0
Total |  | 1862810.0462 | 1278258.876 | 1004060.4984 | 780242.9113 | 683403.4755 | 600857.9583 | 501604.6091 | 423930.2332 | 498712.8753 | 307693.9944 | 309198.9357 | 282693.2736 | 265434.6184 | 254248.8567 | 199946.7662 | 150535.4035 | 117277.6949 | 144186.9126 | 99526.1272 | 113400.2123 | 62062.9505 | 47175.7298 | 74814.872 | 27812.1848 | 41778.4461
Region | Technology | 2026-27 | 2027-28 | 2028-29 | 2029-30 | 2030-31 | 2031-32 | 2032-33 | 2033-34 | 2034-35 | 2035-36 | 2036-37 | 2037-38 | 2038-39 | 2039-40 | 2040-41 | 2041-42 | 2042-43 | 2043-44 | 2044-45 | 2045-46 | 2046-47 | 2047-48 | 2048-49 | 2049-50 | 2050-51
VIC1 | Black Coal | 0 | 0 | 0 | 0 | 0 | 0 | 0 | 0 | 0 | 0 | 0 | 0 | 0 | 0 | 0 | 0 | 0 | 0 | 0 | 0 | 0 | 0 | 0 | 0 | 0
VIC1 | Brown Coal | 185433.102 | 152832.9571 | 20549.2946 | 16794.1563 | 0.00028392 | 0.00026377 | 0.00022754 | 0.00019379 | 0.00016685 | 5.5929e-05 | 4.9798e-05 | 4.5569e-05 | 4.2395e-05 | 4.0538e-05 | 3.8445e-05 | 3.4691e-05 | 3.3085e-05 | 3.0938e-05 | 2.7789e-05 | 2.6238e-05 | 2.438e-05 | 0 | 0 | 0 | 0
VIC1 | CCGT | 0 | 0 | 0 | 0 | 0 | 0 | 0 | 0 | 0 | 0 | 0 | 0 | 0 | 0 | 0 | 0 | 0 | 0 | 0 | 0 | 0 | 0 | 0 | 0 | 0
VIC1 | Gas - Steam | 129339.08 | 51290.796 | 92209.552 | 32926.398 | 34770.08 | 19943.108 | 18825.084 | 2354.7018 | 18561.24 | 3492.4328 | 2476.8058 | 4696.196 | 0.00032045 | 0 | 0 | 0 | 0 | 0 | 0 | 0 | 0 | 0 | 0 | 0 | 0
VIC1 | OCGT / Diesel | 347532.7743 | 243742.47 | 490716.9055 | 304921.4176 | 299591.2225 | 189372.5547 | 344758.0404 | 196787.7794 | 325495.8802 | 150416.3287 | 144802.1126 | 234020.5035 | 144923.284 | 215206.0026 | 165085.3522 | 178242.9992 | 47244.6881 | 165279.106 | 90408.6731 | 91746.797 | 140832.5555 | 51700.2246 | 122722.0258 | 57627.3744 | 131455.5842
VIC1 | Hydro | 0 | 0 | 0 | 0 | 0 | 0 | 0 | 0 | 0 | 0 | 0 | 0 | 0 | 0 | 0 | 0 | 0 | 0 | 0 | 0 | 0 | 0 | 0 | 0 | 0
VIC1 | Hydrogen Electrolyser | 0 | 0 | 0 | 0 | 0 | 0 | 0 | 0 | 0 | 0 | 0 | 0 | 0 | 0 | 0 | 0 | 0 | 0 | 0 | 0 | 0 | 0 | 0 | 0 | 0
VIC1 | Wind | 0 | 0 | 0 | 0 | 0 | 0 | 0 | 0 | 0 | 0 | 0 | 0 | 0 | 0 | 0 | 0 | 0 | 0 | 0 | 0 | 0 | 0 | 0 | 0 | 0
VIC1 | Solar PV | 0 | 0 | 0 | 0 | 0 | 0 | 0 | 0 | 0 | 0 | 0 | 0 | 0 | 0 | 0 | 0 | 0 | 0 | 0 | 0 | 0 | 0 | 0 | 0 | 0
VIC1 | Grid Battery | 0 | 0 | 0 | 0 | 0 | 0 | 0 | 0 | 0 | 0 | 0 | 0 | 0 | 0 | 0 | 0 | 0 | 0 | 0 | 0 | 0 | 0 | 0 | 0 | 0
VIC1 | PHES | 0 | 0 | 0 | 0 | 0 | 0 | 0 | 0 | 0 | 0 | 0 | 0 | 0 | 0 | 0 | 0 | 0 | 0 | 0 | 0 | 0 | 0 | 0 | 0 | 0
VIC1 | VPP | 0 | 0 | 0 | 0 | 0 | 0 | 0 | 0 | 0 | 0 | 0 | 0 | 0 | 0 | 0 | 0 | 0 | 0 | 0 | 0 | 0 | 0 | 0 | 0 | 0
Total |  | 662304.9563 | 447866.2231 | 603475.7521 | 354641.9719 | 334361.3028 | 209315.663 | 363583.1247 | 199142.4814 | 344057.1204 | 153908.7615 | 147278.9184 | 238716.6996 | 144923.2844 | 215206.0026 | 165085.3523 | 178242.9993 | 47244.6881 | 165279.106 | 90408.6731 | 91746.7971 | 140832.5555 | 51700.2246 | 122722.0258 | 57627.3744 | 131455.5842
Region | Technology | 2026-27 | 2027-28 | 2028-29 | 2029-30 | 2030-31 | 2031-32 | 2032-33 | 2033-34 | 2034-35 | 2035-36 | 2036-37 | 2037-38 | 2038-39 | 2039-40 | 2040-41 | 2041-42 | 2042-43 | 2043-44 | 2044-45 | 2045-46 | 2046-47 | 2047-48 | 2048-49 | 2049-50 | 2050-51
SA1 | Black Coal | 0 | 0 | 0 | 0 | 0 | 0 | 0 | 0 | 0 | 0 | 0 | 0 | 0 | 0 | 0 | 0 | 0 | 0 | 0 | 0 | 0 | 0 | 0 | 0 | 0
SA1 | Brown Coal | 0 | 0 | 0 | 0 | 0 | 0 | 0 | 0 | 0 | 0 | 0 | 0 | 0 | 0 | 0 | 0 | 0 | 0 | 0 | 0 | 0 | 0 | 0 | 0 | 0
SA1 | CCGT | 161860.032 | 171730.5817 | 149060.5305 | 116237.9143 | 125256.0742 | 101879.2901 | 100610.1782 | 100814.1221 | 104432.4341 | 62966.9458 | 59441.2857 | 0.001655 | 0.0015074 | 0.0013984 | 0.0012731 | 0.0011836 | 0.0010978 | 0.0010243 | 0.00091178 | 0.00082232 | 0.00078863 | 0.00073846 | 0.00068678 | 0.00062961 | 0.0028101
SA1 | Gas - Steam | 0 | 0 | 0 | 0 | 0 | 0 | 0 | 0 | 0 | 0 | 0 | 0 | 0 | 0 | 0 | 0 | 0 | 0 | 0 | 0 | 0 | 0 | 0 | 0 | 0
SA1 | OCGT / Diesel | 204329.136 | 153065.5637 | 206506.6374 | 138306.9468 | 139613.9122 | 133798.6575 | 109518.8411 | 82094.5992 | 109574.2819 | 43347.9803 | 37134.017 | 51731.3418 | 54100.0373 | 47139.2223 | 38021.8691 | 40165.8618 | 17014.5569 | 34706.8208 | 10131.4491 | 10915.0564 | 9948.263 | 4672.4237 | 12551.763 | 6580.9284 | 29012.8173
SA1 | Hydro | 0 | 0 | 0 | 0 | 0 | 0 | 0 | 0 | 0 | 0 | 0 | 0 | 0 | 0 | 0 | 0 | 0 | 0 | 0 | 0 | 0 | 0 | 0 | 0 | 0
SA1 | Hydrogen Electrolyser | 0 | 0 | 0 | 0 | 0 | 0 | 0 | 0 | 0 | 0 | 0 | 0 | 0 | 0 | 0 | 0 | 0 | 0 | 0 | 0 | 0 | 0 | 0 | 0 | 0
SA1 | Wind | 0 | 0 | 0 | 0 | 0 | 0 | 0 | 0 | 0 | 0 | 0 | 0 | 0 | 0 | 0 | 0 | 0 | 0 | 0 | 0 | 0 | 0 | 0 | 0 | 0
SA1 | Solar PV | 0 | 0 | 0 | 0 | 0 | 0 | 0 | 0 | 0 | 0 | 0 | 0 | 0 | 0 | 0 | 0 | 0 | 0 | 0 | 0 | 0 | 0 | 0 | 0 | 0
SA1 | Grid Battery | 0 | 0 | 0 | 0 | 0 | 0 | 0 | 0 | 0 | 0 | 0 | 0 | 0 | 0 | 0 | 0 | 0 | 0 | 0 | 0 | 0 | 0 | 0 | 0 | 0
SA1 | PHES | 0 | 0 | 0 | 0 | 0 | 0 | 0 | 0 | 0 | 0 | 0 | 0 | 0 | 0 | 0 | 0 | 0 | 0 | 0 | 0 | 0 | 0 | 0 | 0 | 0
SA1 | VPP | 0 | 0 | 0 | 0 | 0 | 0 | 0 | 0 | 0 | 0 | 0 | 0 | 0 | 0 | 0 | 0 | 0 | 0 | 0 | 0 | 0 | 0 | 0 | 0 | 0
Total |  | 366189.168 | 324796.1454 | 355567.1679 | 254544.8611 | 264869.9864 | 235677.9475 | 210129.0193 | 182908.7214 | 214006.716 | 106314.926 | 96575.3027 | 51731.3435 | 54100.0388 | 47139.2237 | 38021.8703 | 40165.863 | 17014.558 | 34706.8218 | 10131.4501 | 10915.0572 | 9948.2638 | 4672.4244 | 12551.7637 | 6580.9291 | 29012.8201
Region | Technology | 2026-27 | 2027-28 | 2028-29 | 2029-30 | 2030-31 | 2031-32 | 2032-33 | 2033-34 | 2034-35 | 2035-36 | 2036-37 | 2037-38 | 2038-39 | 2039-40 | 2040-41 | 2041-42 | 2042-43 | 2043-44 | 2044-45 | 2045-46 | 2046-47 | 2047-48 | 2048-49 | 2049-50 | 2050-51
TAS1 | Black Coal | 0 | 0 | 0 | 0 | 0 | 0 | 0 | 0 | 0 | 0 | 0 | 0 | 0 | 0 | 0 | 0 | 0 | 0 | 0 | 0 | 0 | 0 | 0 | 0 | 0
TAS1 | Brown Coal | 0 | 0 | 0 | 0 | 0 | 0 | 0 | 0 | 0 | 0 | 0 | 0 | 0 | 0 | 0 | 0 | 0 | 0 | 0 | 0 | 0 | 0 | 0 | 0 | 0
TAS1 | CCGT | 0 | 0.00080925 | 0.00077448 | 0.00081452 | 0.0010273 | 0.0010954 | 0.0014642 | 0.0014411 | 0.0014244 | 0.0012607 | 0.0011793 | 0.0012985 | 0.0011977 | 0.0011246 | 0.0010228 | 0.00095111 | 0.000881 | 0.0008032 | 0.00072626 | 0.00065629 | 0.00062674 | 0.00058445 | 0.00054642 | 0.00050025 | 0.0014975
TAS1 | Gas - Steam | 0 | 0 | 0 | 0 | 0 | 0 | 0 | 0 | 0 | 0 | 0 | 0 | 0 | 0 | 0 | 0 | 0 | 0 | 0 | 0 | 0 | 0 | 0 | 0 | 0
TAS1 | OCGT / Diesel | 4189.6727 | 0.0016388 | 730.1237 | 743.7591 | 10838.2715 | 7592.4139 | 6059.7437 | 1468.3233 | 19287.2046 | 7058.3568 | 7976.5469 | 11919.8293 | 5828.7336 | 6651.7959 | 1805.8752 | 2849.8413 | 706.5674 | 2904.8413 | 1335.1998 | 1284.2082 | 1420.9659 | 429.5363 | 1206.4095 | 443.252 | 0.0037261
TAS1 | Hydro | 0 | 0 | 0 | 0 | 0 | 0 | 0 | 0 | 0 | 0 | 0 | 0 | 0 | 0 | 0 | 0 | 0 | 0 | 0 | 0 | 0 | 0 | 0 | 0 | 0
TAS1 | Hydrogen Electrolyser | 0 | 0 | 0 | 0 | 0 | 0 | 0 | 0 | 0 | 0 | 0 | 0 | 0 | 0 | 0 | 0 | 0 | 0 | 0 | 0 | 0 | 0 | 0 | 0 | 0
TAS1 | Wind | 0 | 0 | 0 | 0 | 0 | 0 | 0 | 0 | 0 | 0 | 0 | 0 | 0 | 0 | 0 | 0 | 0 | 0 | 0 | 0 | 0 | 0 | 0 | 0 | 0
TAS1 | Solar PV | 0 | 0 | 0 | 0 | 0 | 0 | 0 | 0 | 0 | 0 | 0 | 0 | 0 | 0 | 0 | 0 | 0 | 0 | 0 | 0 | 0 | 0 | 0 | 0 | 0
TAS1 | Grid Battery | 0 | 0 | 0 | 0 | 0 | 0 | 0 | 0 | 0 | 0 | 0 | 0 | 0 | 0 | 0 | 0 | 0 | 0 | 0 | 0 | 0 | 0 | 0 | 0 | 0
TAS1 | PHES | 0 | 0 | 0 | 0 | 0 | 0 | 0 | 0 | 0 | 0 | 0 | 0 | 0 | 0 | 0 | 0 | 0 | 0 | 0 | 0 | 0 | 0 | 0 | 0 | 0
TAS1 | VPP | 0 | 0 | 0 | 0 | 0 | 0 | 0 | 0 | 0 | 0 | 0 | 0 | 0 | 0 | 0 | 0 | 0 | 0 | 0 | 0 | 0 | 0 | 0 | 0 | 0
Total |  | 4189.6727 | 0.0024481 | 730.1245 | 743.7599 | 10838.2725 | 7592.415 | 6059.7452 | 1468.3248 | 19287.206 | 7058.3581 | 7976.5481 | 11919.8305 | 5828.7347 | 6651.797 | 1805.8763 | 2849.8423 | 706.5683 | 2904.8421 | 1335.2005 | 1284.2089 | 1420.9665 | 429.5369 | 1206.4101 | 443.2525 | 0.0052236

## ML2_Build Cost
New generation build cost (CAPEX) by technology ($000s) - ML2, Accelerated Transition Scenario
CAPEX | Real June 2025 dollars discounted to 1 July 2025. The total capital costs are annualised for modelling purposes. Build costs do not include capital costs of existing, committed and anticipated generators and transmission projects since there will be no difference in these costs between the Base Case and option case.
Explicitly modelled generation
Region | Technology | 2026-27 | 2027-28 | 2028-29 | 2029-30 | 2030-31 | 2031-32 | 2032-33 | 2033-34 | 2034-35 | 2035-36 | 2036-37 | 2037-38 | 2038-39 | 2039-40 | 2040-41 | 2041-42 | 2042-43 | 2043-44 | 2044-45 | 2045-46 | 2046-47 | 2047-48 | 2048-49 | 2049-50 | 2050-51
NEM | Black Coal | 0 | 0 | 0 | 0 | 0 | 0 | 0 | 0 | 0 | 0 | 0 | 0 | 0 | 0 | 0 | 0 | 0 | 0 | 0 | 0 | 0 | 0 | 0 | 0 | 0
NEM | Brown Coal | 0 | 0 | 0 | 0 | 0 | 0 | 0 | 0 | 0 | 0 | 0 | 0 | 0 | 0 | 0 | 0 | 0 | 0 | 0 | 0 | 0 | 0 | 0 | 0 | 0
NEM | CCGT | 0 | 0.0042735 | 0.0063425 | 0.005992 | 0.0057403 | 0.0054346 | 0.0054128 | 0.0050812 | 0.0047691 | 0.0044689 | 0.0041647 | 0.0039706 | 0.0037108 | 0.0034772 | 0.0032406 | 0.0030286 | 0.0028304 | 0.0026523 | 0.0024718 | 0.0023101 | 0.0021589 | 0.002023 | 0.0018853 | 0.001762 | 0.0050905
NEM | Gas - Steam | 0 | 0 | 0 | 0 | 0 | 0 | 0 | 0 | 0 | 0 | 0 | 0 | 0 | 0 | 0 | 0 | 0 | 0 | 0 | 0 | 0 | 0 | 0 | 0 | 0
NEM | OCGT / Diesel | 0 | 0.004575 | 19584.0345 | 18302.836 | 30503.4555 | 28583.3598 | 77777.6804 | 72689.4211 | 87887.5061 | 169787.797 | 158231.9656 | 183686.7734 | 171669.8817 | 160863.791 | 149915.3313 | 140107.7862 | 130941.8562 | 206836.2945 | 192758.9262 | 180148.5291 | 188607.3067 | 176735.0572 | 179802.1144 | 168039.3592 | 176633.9335
NEM | Hydro | 0 | 0 | 0 | 0 | 0 | 0 | 0 | 0 | 0 | 0 | 0 | 0 | 0 | 0 | 0 | 0 | 0 | 0 | 0 | 0 | 0 | 0 | 0 | 0 | 0
NEM | Hydrogen Electrolyser | 0 | 0 | 0 | 0 | 205043.5654 | 247201.5415 | 391249.6435 | 541375.2106 | 717134.9406 | 757965.6052 | 781564.7714 | 823594.2602 | 838138.7089 | 846170.8456 | 809174.882 | 745312.8699 | 690179.8356 | 609245.768 | 499591.5073 | 429500.0268 | 465560.9289 | 430733.4676 | 373989.264 | 362297.3724 | 275192.1413
NEM | Wind | 0 | 1756225.4655 | 4071891.7231 | 4025383.1455 | 4091282.5825 | 4036054.567 | 4514337.4591 | 5201382.6998 | 5139141.1276 | 4984384.3342 | 4916062.973 | 5073491.7619 | 4944667.3261 | 4923774.0847 | 4590812.8398 | 4796095.6276 | 4731887.2866 | 4534935.2418 | 4288169.0735 | 4020898.349 | 4081798.738 | 4112978.0457 | 3868322.2027 | 3615254.3941 | 3378742.4234
NEM | Solar PV | 0 | 0.01866 | 502008.8833 | 1250164.4568 | 1289100.8316 | 1207955.9024 | 1127819.0602 | 1115545.4472 | 1312110.7366 | 1297484.576 | 1333745.1116 | 1903755.7282 | 1806755.35 | 1830522.0383 | 1781559.9773 | 1764219.6966 | 1763056.8054 | 1907012.8777 | 1781214.7817 | 1664686.7117 | 1921268.4771 | 1943222.181 | 1831105.706 | 1711313.7435 | 1599358.6383
NEM | Grid Battery | 0 | 16141.4311 | 653479.0391 | 963606.8227 | 912514.8417 | 855074.8409 | 818741.3661 | 765178.847 | 792790.8932 | 742887.1464 | 692325.9237 | 772761.0918 | 722206.6278 | 686058.2617 | 639364.8376 | 597537.2413 | 558446.0205 | 523293.5626 | 487677.9757 | 455773.809 | 516350.4255 | 484605.7881 | 342008.9401 | 228528.4309 | 210493.3159
NEM | PHES | 0 | 0 | 0.014141 | 0.040481 | 0.043633 | 0.0413 | 17751.3958 | 16590.0914 | 15504.7587 | 14528.7826 | 13539.9473 | 12654.157 | 11826.3149 | 11081.8851 | 10327.6472 | 9652.0074 | 9020.5679 | 8452.7516 | 7877.4551 | 7362.1076 | 6880.4748 | 6447.3702 | 6008.5603 | 5615.477 | 5248.1094
NEM | VPP | 0 | 0 | 0 | 0 | 0 | 0 | 0 | 0 | 0 | 0 | 0 | 0 | 0 | 0 | 0 | 0 | 0 | 0 | 0 | 0 | 0 | 0 | 0 | 0 | 0
Total |  | 0 | 1772366.9241 | 5246963.7005 | 6257457.3075 | 6528445.3262 | 6374870.2584 | 6947676.6107 | 7712761.7222 | 8064569.9676 | 7967038.246 | 7895470.6967 | 8769943.7765 | 8495264.213 | 8458470.9099 | 7981155.5183 | 8052925.2322 | 7883532.3751 | 7789776.4988 | 7257289.722 | 6758369.5356 | 7180466.3531 | 7154721.9118 | 6601236.7895 | 6091048.7788 | 5645668.5669
Region | Technology | 2026-27 | 2027-28 | 2028-29 | 2029-30 | 2030-31 | 2031-32 | 2032-33 | 2033-34 | 2034-35 | 2035-36 | 2036-37 | 2037-38 | 2038-39 | 2039-40 | 2040-41 | 2041-42 | 2042-43 | 2043-44 | 2044-45 | 2045-46 | 2046-47 | 2047-48 | 2048-49 | 2049-50 | 2050-51
NSW1 | Black Coal | 0 | 0 | 0 | 0 | 0 | 0 | 0 | 0 | 0 | 0 | 0 | 0 | 0 | 0 | 0 | 0 | 0 | 0 | 0 | 0 | 0 | 0 | 0 | 0 | 0
NSW1 | Brown Coal | 0 | 0 | 0 | 0 | 0 | 0 | 0 | 0 | 0 | 0 | 0 | 0 | 0 | 0 | 0 | 0 | 0 | 0 | 0 | 0 | 0 | 0 | 0 | 0 | 0
NSW1 | CCGT | 0 | 0.0014677 | 0.0019046 | 0.00178 | 0.0016635 | 0.0015588 | 0.0014527 | 0.0013577 | 0.0012689 | 0.001189 | 0.0011081 | 0.0010356 | 0.00096784 | 0.00090692 | 0.00084519 | 0.0007899 | 0.00073822 | 0.00069175 | 0.00064467 | 0.0006025 | 0.00056308 | 0.00052764 | 0.00049173 | 0.00045956 | 0.0011521
NSW1 | Gas - Steam | 0 | 0 | 0 | 0 | 0 | 0 | 0 | 0 | 0 | 0 | 0 | 0 | 0 | 0 | 0 | 0 | 0 | 0 | 0 | 0 | 0 | 0 | 0 | 0 | 0
NSW1 | OCGT / Diesel | 0 | 0.0010566 | 0.0025505 | 0.0023836 | 0.0022277 | 0.0041856 | 602.3449 | 562.9392 | 14945.4991 | 46652.7091 | 43477.5054 | 76439.614 | 71438.8916 | 66942.0332 | 62385.9293 | 58304.6068 | 54490.2867 | 78153.2682 | 72834.1227 | 68069.2736 | 63616.1435 | 59611.7031 | 55554.5049 | 51920.098 | 59344.6533
NSW1 | Hydro | 0 | 0 | 0 | 0 | 0 | 0 | 0 | 0 | 0 | 0 | 0 | 0 | 0 | 0 | 0 | 0 | 0 | 0 | 0 | 0 | 0 | 0 | 0 | 0 | 0
NSW1 | Hydrogen Electrolyser | 0 | 0 | 0 | 0 | 17669.9661 | 33642.9709 | 129252.2142 | 182120.0101 | 226982.013 | 245535.4385 | 255061.3038 | 273111.042 | 282939.6953 | 290286.7271 | 340935.6816 | 309973.934 | 272298.6864 | 237079.7389 | 196151.613 | 166677.769 | 173270.303 | 153825.6573 | 129284.9381 | 113723.582 | 65944.125
NSW1 | Wind | 0 | 275674.2989 | 1033936.8986 | 966296.2495 | 903080.6069 | 846234.464 | 1004603.5627 | 1159879.3917 | 1083999.4313 | 1015765.0032 | 1050045.3498 | 1126765.5603 | 1066688.5639 | 1067297.1365 | 996809.3927 | 1250123.5513 | 1249669.1908 | 1179119.4001 | 1098868.0199 | 1033895.3372 | 1146845.4143 | 1128667.1409 | 1051849.5635 | 983036.975 | 918726.1446
NSW1 | Solar PV | 0 | 0.004246 | 97207.1781 | 740609.9808 | 692158.8604 | 648589.5903 | 604446.3002 | 566345.9648 | 644343.3387 | 603783.9086 | 600149.4034 | 750875.744 | 725371.8846 | 715309.9272 | 742249.6879 | 693691.2969 | 713044.7641 | 791382.4362 | 737520.6027 | 689271.5912 | 673905.7551 | 694218.5611 | 646969.7434 | 604644.6198 | 565088.4296
NSW1 | Grid Battery | 0 | 14880.281 | 117861.2754 | 196862.8863 | 195931.7149 | 183598.4165 | 192965.9176 | 180341.9791 | 168543.9057 | 157934.5856 | 147185.4889 | 137556.5603 | 128557.533 | 120465.2333 | 112266.3171 | 104921.7917 | 98057.7499 | 91885.3164 | 85631.5619 | 80029.4971 | 74793.9225 | 66244.0903 | 34886.4243 | 10216.8235 | 6463.7784
NSW1 | PHES | 0 | 0 | 0.0086912 | 0.0082329 | 0.011169 | 0.010604 | 0.011683 | 0.012488 | 0.011671 | 0.010936 | 0.010192 | 0.0099915 | 0.0093379 | 0.0090217 | 0.0084077 | 0.0079987 | 0.0076888 | 0.0076238 | 0.0082014 | 0.007705 | 0.0076012 | 0.0072202 | 0.0076731 | 0.0071936 | 0.0067804
NSW1 | VPP | 0 | 0 | 0 | 0 | 0 | 0 | 0 | 0 | 0 | 0 | 0 | 0 | 0 | 0 | 0 | 0 | 0 | 0 | 0 | 0 | 0 | 0 | 0 | 0 | 0
Total |  | 0 | 290554.5866 | 1249005.3653 | 1903769.1289 | 1808841.1635 | 1712065.458 | 1931870.3529 | 2089250.2987 | 2138814.2008 | 2069671.6572 | 2095919.0627 | 2364748.5317 | 2274996.5787 | 2260301.0673 | 2254647.0178 | 2417015.1895 | 2387560.6862 | 2377620.1681 | 2191005.9291 | 2037943.4764 | 2132431.5466 | 2102567.1604 | 1918545.1823 | 1763542.1059 | 1615567.1388
Region | Technology | 2026-27 | 2027-28 | 2028-29 | 2029-30 | 2030-31 | 2031-32 | 2032-33 | 2033-34 | 2034-35 | 2035-36 | 2036-37 | 2037-38 | 2038-39 | 2039-40 | 2040-41 | 2041-42 | 2042-43 | 2043-44 | 2044-45 | 2045-46 | 2046-47 | 2047-48 | 2048-49 | 2049-50 | 2050-51
QLD1 | Black Coal | 0 | 0 | 0 | 0 | 0 | 0 | 0 | 0 | 0 | 0 | 0 | 0 | 0 | 0 | 0 | 0 | 0 | 0 | 0 | 0 | 0 | 0 | 0 | 0 | 0
QLD1 | Brown Coal | 0 | 0 | 0 | 0 | 0 | 0 | 0 | 0 | 0 | 0 | 0 | 0 | 0 | 0 | 0 | 0 | 0 | 0 | 0 | 0 | 0 | 0 | 0 | 0 | 0
QLD1 | CCGT | 0 | 0.00088356 | 0.00203 | 0.0018972 | 0.0017731 | 0.0016615 | 0.0015484 | 0.0014471 | 0.0013524 | 0.0012673 | 0.001181 | 0.0011038 | 0.0010316 | 0.00096663 | 0.00090084 | 0.00084191 | 0.00078683 | 0.0007373 | 0.00068712 | 0.00064217 | 0.00060016 | 0.00056238 | 0.0005241 | 0.00048982 | 0.0011347
QLD1 | Gas - Steam | 0 | 0 | 0 | 0 | 0 | 0 | 0 | 0 | 0 | 0 | 0 | 0 | 0 | 0 | 0 | 0 | 0 | 0 | 0 | 0 | 0 | 0 | 0 | 0 | 0
QLD1 | OCGT / Diesel | 0 | 0.00095521 | 0.0013554 | 0.0012667 | 13398.0024 | 12554.6393 | 11700.1651 | 10934.7339 | 10219.3775 | 9576.0991 | 8924.3457 | 8340.5104 | 7794.8695 | 7304.2065 | 6807.079 | 6361.7561 | 5945.5664 | 5571.3113 | 5192.1255 | 4852.4537 | 24779.1989 | 23219.4246 | 36734.8223 | 34331.6096 | 32085.6165
QLD1 | Hydro | 0 | 0 | 0 | 0 | 0 | 0 | 0 | 0 | 0 | 0 | 0 | 0 | 0 | 0 | 0 | 0 | 0 | 0 | 0 | 0 | 0 | 0 | 0 | 0 | 0
QLD1 | Hydrogen Electrolyser | 0 | 0 | 0 | 0 | 8363.436 | 11552.3729 | 17172.6518 | 61583.0586 | 98865.8621 | 110815.677 | 105444.6583 | 127287.8155 | 133454.0466 | 139020.9999 | 139458.0367 | 128451.9312 | 132437.9197 | 116097.5897 | 100323.9929 | 84551.9598 | 125175.3444 | 121635.5857 | 110537.5952 | 99405.763 | 85713.097
QLD1 | Wind | 0 | 917661.3319 | 1304495.0569 | 1219154.2584 | 1164325.1264 | 1154718.3777 | 1243968.2799 | 1588755.5264 | 1597117.4295 | 1496583.8026 | 1394725.657 | 1379325.7423 | 1298372.4072 | 1221933.9542 | 1138768.5969 | 1176434.0726 | 1171194.6574 | 1138744.842 | 1084158.7219 | 1013232.4502 | 965455.2862 | 925961.1472 | 892105.0337 | 833743.0219 | 779199.0857
QLD1 | Solar PV | 0 | 0.0034944 | 241642.9252 | 334454.8835 | 325059.5665 | 304598.068 | 283866.9907 | 316270.6978 | 347409.1231 | 393507.9563 | 453834.2437 | 743227.0075 | 698530.2162 | 756458.2947 | 704973.4136 | 658853.6574 | 662189.803 | 660371.4499 | 619420.3127 | 578897.4886 | 872253.3441 | 897314.3926 | 853413.1815 | 797582.4124 | 745404.1235
QLD1 | Grid Battery | 0 | 1261.106 | 352735.0822 | 523688.8925 | 489428.8784 | 458620.8368 | 427406.9028 | 399445.7035 | 373313.7415 | 349814.7904 | 326006.2433 | 380423.6036 | 355536.0781 | 342468.4899 | 319159.9353 | 298280.3133 | 278766.648 | 261219.1455 | 243440.4568 | 227514.4456 | 303023.9169 | 288549.323 | 233361.7919 | 168000.5606 | 157009.8679
QLD1 | PHES | 0 | 0 | 0 | 0 | 0.0014164 | 0.0013272 | 0.0012369 | 0.001156 | 0.0010803 | 0.0010123 | 0.00094343 | 0.00088171 | 0.00082403 | 0.00077216 | 0.0007196 | 0.00067253 | 0.00062853 | 0.00058896 | 0.00054888 | 0.00051297 | 0.00047941 | 0.00044923 | 0.00041866 | 0.00039127 | 0.00036567
QLD1 | VPP | 0 | 0 | 0 | 0 | 0 | 0 | 0 | 0 | 0 | 0 | 0 | 0 | 0 | 0 | 0 | 0 | 0 | 0 | 0 | 0 | 0 | 0 | 0 | 0 | 0
Total |  | 0 | 918922.4433 | 1898873.0676 | 2077298.0376 | 2000575.0129 | 1942044.2977 | 1984114.9932 | 2376989.7229 | 2426925.536 | 2360298.3277 | 2288935.1501 | 2638604.6812 | 2493687.6194 | 2467185.9468 | 2309167.063 | 2268381.7321 | 2250534.5959 | 2182004.3397 | 2052535.6111 | 1909048.799 | 2290687.0915 | 2256679.8741 | 2126152.4255 | 1933063.3684 | 1799411.7921
Region | Technology | 2026-27 | 2027-28 | 2028-29 | 2029-30 | 2030-31 | 2031-32 | 2032-33 | 2033-34 | 2034-35 | 2035-36 | 2036-37 | 2037-38 | 2038-39 | 2039-40 | 2040-41 | 2041-42 | 2042-43 | 2043-44 | 2044-45 | 2045-46 | 2046-47 | 2047-48 | 2048-49 | 2049-50 | 2050-51
VIC1 | Black Coal | 0 | 0 | 0 | 0 | 0 | 0 | 0 | 0 | 0 | 0 | 0 | 0 | 0 | 0 | 0 | 0 | 0 | 0 | 0 | 0 | 0 | 0 | 0 | 0 | 0
VIC1 | Brown Coal | 0 | 0 | 0 | 0 | 0 | 0 | 0 | 0 | 0 | 0 | 0 | 0 | 0 | 0 | 0 | 0 | 0 | 0 | 0 | 0 | 0 | 0 | 0 | 0 | 0
VIC1 | CCGT | 0 | 0 | 0 | 0 | 0 | 0 | 0 | 0 | 0 | 0 | 0 | 0 | 0 | 0 | 0 | 0 | 0 | 0 | 0 | 0 | 0 | 0 | 0 | 0 | 0
VIC1 | Gas - Steam | 0 | 0 | 0 | 0 | 0 | 0 | 0 | 0 | 0 | 0 | 0 | 0 | 0 | 0 | 0 | 0 | 0 | 0 | 0 | 0 | 0 | 0 | 0 | 0 | 0
VIC1 | OCGT / Diesel | 0 | 0.0011201 | 19584.029 | 18302.8308 | 17105.4494 | 16028.7143 | 65475.1676 | 61191.7454 | 62722.6256 | 113558.9811 | 105830.1074 | 98906.6424 | 92436.1144 | 86617.5454 | 80722.3175 | 75441.4183 | 70505.9984 | 123111.7084 | 114732.6718 | 107226.7961 | 100211.9589 | 93903.9245 | 87512.7825 | 81787.6472 | 76437.0535
VIC1 | Hydro | 0 | 0 | 0 | 0 | 0 | 0 | 0 | 0 | 0 | 0 | 0 | 0 | 0 | 0 | 0 | 0 | 0 | 0 | 0 | 0 | 0 | 0 | 0 | 0 | 0
VIC1 | Hydrogen Electrolyser | 0 | 0 | 0 | 0 | 12973.2252 | 40324.2578 | 81778.1946 | 134752.8326 | 191455.5166 | 212678.6638 | 242351.0665 | 253156.2364 | 260024.7193 | 263291.2792 | 255790.1447 | 238340.2913 | 215091.6767 | 184448.757 | 149933.1698 | 123263.3281 | 98443.2954 | 80963.6466 | 63549.1695 | 71490.8344 | 58170.1248
VIC1 | Wind | 0 | 210645.6461 | 1299068.4459 | 1351481.268 | 1389328.0205 | 1413831.6542 | 1625642.1441 | 1789603.332 | 1792903.5643 | 1848782.1267 | 1872274.4408 | 1943397.5987 | 1972085.8148 | 1976428.0648 | 1841911.5098 | 1783006.4119 | 1730722.9138 | 1672674.4226 | 1563933.9333 | 1467968.3202 | 1439447.4012 | 1498875.1292 | 1402971.0458 | 1311187.8929 | 1225409.2454
VIC1 | Solar PV | 0 | 0.0031453 | 12073.6183 | 33898.5058 | 139918.7719 | 131111.3158 | 122187.8228 | 118405.9163 | 117803.0826 | 110387.7412 | 102874.7035 | 141026.2956 | 131800.2762 | 123503.8547 | 115098.1288 | 191235.0805 | 181803.8627 | 195143.661 | 181862.0984 | 169964.5779 | 159264.8227 | 149239.5923 | 142023.9547 | 132732.6679 | 124049.2223
VIC1 | Grid Battery | 0 | 0.023192 | 74037.3322 | 141330.3669 | 132084.4565 | 123770.1465 | 115346.297 | 107800.2777 | 178418.3986 | 167187.5096 | 155808.6548 | 145615.5653 | 136089.3133 | 127522.9099 | 118843.6451 | 111068.8272 | 103802.6423 | 97268.5854 | 90648.4431 | 84718.1712 | 79175.8609 | 74191.9782 | 50027.5193 | 28130.4926 | 26290.1797
VIC1 | PHES | 0 | 0 | 0 | 0 | 0 | 0 | 0 | 0 | 0 | 0 | 0 | 0 | 0 | 0 | 0 | 0 | 0 | 0 | 0 | 0 | 0 | 0 | 0 | 0 | 0
VIC1 | VPP | 0 | 0 | 0 | 0 | 0 | 0 | 0 | 0 | 0 | 0 | 0 | 0 | 0 | 0 | 0 | 0 | 0 | 0 | 0 | 0 | 0 | 0 | 0 | 0 | 0
Total |  | 0 | 210645.6736 | 1404763.4254 | 1545012.9714 | 1691409.9235 | 1725066.0886 | 2010429.626 | 2211754.1039 | 2343303.1877 | 2452595.0225 | 2479138.973 | 2582102.3383 | 2592436.238 | 2577363.654 | 2412365.7459 | 2399092.0292 | 2301927.0938 | 2272647.1344 | 2101110.3165 | 1953141.1935 | 1876543.3392 | 1897174.2708 | 1746084.4718 | 1625329.535 | 1510355.8257
Region | Technology | 2026-27 | 2027-28 | 2028-29 | 2029-30 | 2030-31 | 2031-32 | 2032-33 | 2033-34 | 2034-35 | 2035-36 | 2036-37 | 2037-38 | 2038-39 | 2039-40 | 2040-41 | 2041-42 | 2042-43 | 2043-44 | 2044-45 | 2045-46 | 2046-47 | 2047-48 | 2048-49 | 2049-50 | 2050-51
SA1 | Black Coal | 0 | 0 | 0 | 0 | 0 | 0 | 0 | 0 | 0 | 0 | 0 | 0 | 0 | 0 | 0 | 0 | 0 | 0 | 0 | 0 | 0 | 0 | 0 | 0 | 0
SA1 | Brown Coal | 0 | 0 | 0 | 0 | 0 | 0 | 0 | 0 | 0 | 0 | 0 | 0 | 0 | 0 | 0 | 0 | 0 | 0 | 0 | 0 | 0 | 0 | 0 | 0 | 0
SA1 | CCGT | 0 | 0.0013321 | 0.0018579 | 0.0017364 | 0.0016228 | 0.0015206 | 0.0015451 | 0.0014441 | 0.0013496 | 0.0012646 | 0.0011786 | 0.0011015 | 0.0010294 | 0.0009646 | 0.00089895 | 0.00084014 | 0.00078518 | 0.00073575 | 0.00068568 | 0.00064082 | 0.0005989 | 0.0005612 | 0.000523 | 0.00048879 | 0.0018998
SA1 | Gas - Steam | 0 | 0 | 0 | 0 | 0 | 0 | 0 | 0 | 0 | 0 | 0 | 0 | 0 | 0 | 0 | 0 | 0 | 0 | 0 | 0 | 0 | 0 | 0 | 0 | 0
SA1 | OCGT / Diesel | 0 | 0.00070706 | 0.00094062 | 0.00087909 | 0.00082157 | 0.001024 | 0.0014002 | 0.0013086 | 0.0012403 | 0.0025409 | 0.0023679 | 0.0022341 | 0.0020879 | 0.0019565 | 0.0018234 | 0.0017162 | 0.0016039 | 0.0021089 | 0.0019766 | 0.0018473 | 0.0017265 | 0.0016178 | 0.0015077 | 0.001409 | 8766.6074
SA1 | Hydro | 0 | 0 | 0 | 0 | 0 | 0 | 0 | 0 | 0 | 0 | 0 | 0 | 0 | 0 | 0 | 0 | 0 | 0 | 0 | 0 | 0 | 0 | 0 | 0 | 0
SA1 | Hydrogen Electrolyser | 0 | 0 | 0 | 0 | 160446.4224 | 152237.886 | 146255.4 | 140544.8177 | 174746.5212 | 164670.9998 | 155293.3545 | 147519.303 | 140125.8327 | 133169.4797 | 44602.5078 | 42234.411 | 47481.2417 | 51284.2001 | 35136.7503 | 38526.0821 | 47827.8402 | 54118.516 | 52079.9696 | 56822.78 | 52081.9244
SA1 | Wind | 0 | 157699.3154 | 160020.5401 | 149551.9071 | 288377.2677 | 270224.8344 | 288823.9821 | 312825.8975 | 297539.0914 | 278809.9214 | 259833.9971 | 290639.7099 | 281274.7032 | 338665.5765 | 315615.8498 | 308300.2923 | 320271.2727 | 300735.3663 | 314130.8758 | 293580.2578 | 323250.1982 | 363377.5362 | 338645.9211 | 316491.515 | 295786.4625
SA1 | Solar PV | 0 | 0.0057968 | 151085.1591 | 141201.0832 | 131963.6294 | 123656.9251 | 117317.9431 | 114522.8644 | 202555.1883 | 189804.9626 | 176886.7541 | 268626.6729 | 251052.9653 | 235249.9539 | 219238.7396 | 220439.6507 | 206018.3651 | 260115.3207 | 242411.7587 | 226553.0454 | 215844.5458 | 202449.6261 | 188698.8182 | 176354.0357 | 164816.8557
SA1 | Grid Battery | 0 | 0.016048 | 108845.3441 | 101724.6552 | 95069.7713 | 89085.4217 | 83022.2292 | 77590.8684 | 72514.8303 | 67950.2449 | 63325.5217 | 109165.3453 | 102023.6872 | 95601.6104 | 89094.9231 | 83266.2912 | 77818.9638 | 72920.4996 | 67957.4989 | 63511.6812 | 59356.7114 | 55620.385 | 23733.1939 | 22180.5467 | 20729.4829
SA1 | PHES | 0 | 0 | 0 | 0 | 0 | 0 | 0 | 0 | 0 | 0 | 0 | 0 | 0 | 0 | 0 | 0 | 0 | 0 | 0 | 0 | 0 | 0 | 0 | 0 | 0
SA1 | VPP | 0 | 0 | 0 | 0 | 0 | 0 | 0 | 0 | 0 | 0 | 0 | 0 | 0 | 0 | 0 | 0 | 0 | 0 | 0 | 0 | 0 | 0 | 0 | 0 | 0
Total |  | 0 | 157699.3393 | 419951.0461 | 392477.6481 | 675857.0932 | 635205.0699 | 635419.5574 | 645484.4508 | 747355.6338 | 701236.1325 | 655339.631 | 815951.0344 | 774477.1915 | 802686.6233 | 668552.023 | 654240.6477 | 651589.8457 | 685055.3896 | 659636.8863 | 622171.069 | 646279.2979 | 675566.0655 | 603157.9049 | 571848.8792 | 542181.3349
Region | Technology | 2026-27 | 2027-28 | 2028-29 | 2029-30 | 2030-31 | 2031-32 | 2032-33 | 2033-34 | 2034-35 | 2035-36 | 2036-37 | 2037-38 | 2038-39 | 2039-40 | 2040-41 | 2041-42 | 2042-43 | 2043-44 | 2044-45 | 2045-46 | 2046-47 | 2047-48 | 2048-49 | 2049-50 | 2050-51
TAS1 | Black Coal | 0 | 0 | 0 | 0 | 0 | 0 | 0 | 0 | 0 | 0 | 0 | 0 | 0 | 0 | 0 | 0 | 0 | 0 | 0 | 0 | 0 | 0 | 0 | 0 | 0
TAS1 | Brown Coal | 0 | 0 | 0 | 0 | 0 | 0 | 0 | 0 | 0 | 0 | 0 | 0 | 0 | 0 | 0 | 0 | 0 | 0 | 0 | 0 | 0 | 0 | 0 | 0 | 0
TAS1 | CCGT | 0 | 0.00059016 | 0.00054999 | 0.0005784 | 0.00068086 | 0.00069365 | 0.00086656 | 0.00083239 | 0.00079819 | 0.00074795 | 0.00069704 | 0.00072976 | 0.00068202 | 0.00063909 | 0.00059559 | 0.00055663 | 0.00052021 | 0.00048747 | 0.00045429 | 0.00042457 | 0.0003968 | 0.00037182 | 0.00034651 | 0.00032384 | 0.00090392
TAS1 | Gas - Steam | 0 | 0 | 0 | 0 | 0 | 0 | 0 | 0 | 0 | 0 | 0 | 0 | 0 | 0 | 0 | 0 | 0 | 0 | 0 | 0 | 0 | 0 | 0 | 0 | 0
TAS1 | OCGT / Diesel | 0 | 0.000736 | 0.00068591 | 0.00070164 | 0.00075748 | 0.0010139 | 0.0014146 | 0.0013372 | 0.0026671 | 0.0050853 | 0.0047392 | 0.0044291 | 0.0041394 | 0.0038788 | 0.0036148 | 0.0034042 | 0.0031815 | 0.0044727 | 0.0041683 | 0.0038956 | 0.0036407 | 0.0034116 | 0.0031794 | 0.0029714 | 0.0028201
TAS1 | Hydro | 0 | 0 | 0 | 0 | 0 | 0 | 0 | 0 | 0 | 0 | 0 | 0 | 0 | 0 | 0 | 0 | 0 | 0 | 0 | 0 | 0 | 0 | 0 | 0 | 0
TAS1 | Hydrogen Electrolyser | 0 | 0 | 0 | 0 | 5590.5157 | 9444.0539 | 16791.1829 | 22374.4916 | 25085.0277 | 24264.8261 | 23414.3882 | 22519.8634 | 21594.415 | 20402.3598 | 28388.5113 | 26312.3024 | 22870.3112 | 20335.4823 | 18045.9812 | 16480.8877 | 20844.1458 | 20190.062 | 18537.5917 | 20854.413 | 13282.87
TAS1 | Wind | 0 | 194544.8733 | 274370.7816 | 338899.4625 | 346171.561 | 351045.2367 | 351299.4903 | 350318.5523 | 367581.6112 | 344443.4803 | 339183.5282 | 333363.1509 | 326245.837 | 319449.3528 | 297707.4907 | 278231.2996 | 260029.2519 | 243661.2108 | 227077.5226 | 212221.9837 | 206800.4381 | 196097.0922 | 182750.6386 | 170794.9893 | 159621.4853
TAS1 | Solar PV | 0 | 0.0019772 | 0.0026099 | 0.0034696 | 0.0033215 | 0.0031276 | 0.0033642 | 0.0039303 | 0.0037762 | 0.0072842 | 0.0069711 | 0.0082368 | 0.0076979 | 0.0078845 | 0.0074783 | 0.011186 | 0.010526 | 0.0098638 | 0.0091925 | 0.0085911 | 0.0094285 | 0.0088377 | 0.0082923 | 0.0077499 | 0.0072429
TAS1 | Grid Battery | 0 | 0.0048169 | 0.0052785 | 0.021914 | 0.020593 | 0.01934 | 0.019465 | 0.018232 | 0.017064 | 0.016012 | 0.01495 | 0.017251 | 0.016161 | 0.018181 | 0.016998 | 0.017795 | 0.016671 | 0.015696 | 0.014918 | 0.013984 | 0.013704 | 0.01162 | 0.010738 | 0.0073716 | 0.0069292
TAS1 | PHES | 0 | 0 | 0.0054501 | 0.032248 | 0.031048 | 0.029369 | 17751.3829 | 16590.0778 | 15504.746 | 14528.7706 | 13539.9362 | 12654.1461 | 11826.3048 | 11081.8753 | 10327.638 | 9651.9987 | 9020.5596 | 8452.7434 | 7877.4464 | 7362.0994 | 6880.4667 | 6447.3625 | 6008.5522 | 5615.4694 | 5248.1022
TAS1 | VPP | 0 | 0 | 0 | 0 | 0 | 0 | 0 | 0 | 0 | 0 | 0 | 0 | 0 | 0 | 0 | 0 | 0 | 0 | 0 | 0 | 0 | 0 | 0 | 0 | 0
Total |  | 0 | 194544.8814 | 274370.7962 | 338899.5215 | 351762.1331 | 360489.3442 | 385842.0813 | 389283.146 | 408171.4092 | 383237.1062 | 376137.88 | 368537.191 | 359666.5854 | 350933.6185 | 336423.6687 | 314195.6337 | 291920.1535 | 272449.467 | 253000.9789 | 236064.9977 | 234525.0778 | 222734.5409 | 207296.8051 | 197264.8901 | 178152.4754

## ML2_Rehab Cost
Rehabilition cost by technology ($000s) - ML2, Accelerated Transition Scenario
Rehab | Real June 2025 dollars discounted to 1 July 2025
Explicitly modelled generation
Region | Technology | 2026-27 | 2027-28 | 2028-29 | 2029-30 | 2030-31 | 2031-32 | 2032-33 | 2033-34 | 2034-35 | 2035-36 | 2036-37 | 2037-38 | 2038-39 | 2039-40 | 2040-41 | 2041-42 | 2042-43 | 2043-44 | 2044-45 | 2045-46 | 2046-47 | 2047-48 | 2048-49 | 2049-50 | 2050-51
NEM | Black Coal | 0 | 0 | 948847.7134 | 260542.6065 | 3.8787e-05 | 0.018242 | 0.00010583 | 5.7655e-05 | 0.00063782 | 2.3257e-05 | 5.3107e-06 | 0 | 5.0603e-06 | 0 | 2.7129e-05 | 1.755e-06 | 0 | 0 | 0 | 0 | 0 | 0 | 0 | 0 | 0
NEM | Brown Coal | 0 | 51957.1248 | 217263.692 | 0.00077753 | 71796.3963 | 0 | 1.3645e-05 | 2.4327e-05 | 0 | 0 | 0 | 0 | 0 | 0 | 0 | 0 | 0 | 0 | 0 | 0 | 0 | 0 | 0 | 0 | 0
NEM | CCGT | 0 | 0 | 0 | 0 | 0 | 0 | 0 | 0 | 0 | 0 | 0 | 0 | 0 | 0 | 0 | 0 | 0 | 0 | 0 | 0 | 0 | 0 | 0 | 0 | 0
NEM | Gas - Steam | 0 | 0 | 0 | 0 | 0 | 0 | 0 | 0 | 0 | 0 | 0 | 0 | 0 | 0 | 0 | 0 | 0 | 0 | 0 | 0 | 0 | 0 | 0 | 0 | 0
NEM | OCGT / Diesel | 0 | 0 | 0 | 0 | 0 | 0 | 0 | 0 | 0 | 0 | 0 | 0 | 0 | 0 | 0 | 0 | 0 | 0 | 0 | 0 | 0 | 0 | 0 | 0 | 0
NEM | Hydro | 0 | 0 | 0 | 0 | 0 | 0 | 0 | 0 | 0 | 0 | 0 | 0 | 0 | 0 | 0 | 0 | 0 | 0 | 0 | 0 | 0 | 0 | 0 | 0 | 0
NEM | Hydrogen Electrolyser | 0 | 0 | 0 | 0 | 0 | 0 | 0 | 0 | 0 | 0 | 0 | 0 | 0 | 0 | 0 | 0 | 0 | 0 | 0 | 0 | 0 | 0 | 0 | 0 | 0
NEM | Wind | 0 | 0 | 0 | 0 | 0 | 0 | 0 | 0 | 0 | 0 | 0 | 0 | 0 | 0 | 0 | 0 | 0 | 0 | 0 | 0 | 0 | 0 | 0 | 0 | 0
NEM | Solar PV | 0 | 0 | 0 | 0 | 0 | 0 | 0 | 0 | 0 | 0 | 0 | 0 | 0 | 0 | 0 | 0 | 0 | 0 | 0 | 0 | 0 | 0 | 0 | 0 | 0
NEM | Grid Battery | 0 | 0 | 0 | 0 | 0 | 0 | 0 | 0 | 0 | 0 | 0 | 0 | 0 | 0 | 0 | 0 | 0 | 0 | 0 | 0 | 0 | 0 | 0 | 0 | 0
NEM | PHES | 0 | 0 | 0 | 0 | 0 | 0 | 0 | 0 | 0 | 0 | 0 | 0 | 0 | 0 | 0 | 0 | 0 | 0 | 0 | 0 | 0 | 0 | 0 | 0 | 0
NEM | VPP | 0 | 0 | 0 | 0 | 0 | 0 | 0 | 0 | 0 | 0 | 0 | 0 | 0 | 0 | 0 | 0 | 0 | 0 | 0 | 0 | 0 | 0 | 0 | 0 | 0
Total |  | 0 | 51957.1248 | 1166111.4054 | 260542.6073 | 71796.3963 | 0.018242 | 0.00011947 | 8.1982e-05 | 0.00063782 | 2.3257e-05 | 5.3107e-06 | 0 | 5.0603e-06 | 0 | 2.7129e-05 | 1.755e-06 | 0 | 0 | 0 | 0 | 0 | 0 | 0 | 0 | 0
Region | Technology | 2026-27 | 2027-28 | 2028-29 | 2029-30 | 2030-31 | 2031-32 | 2032-33 | 2033-34 | 2034-35 | 2035-36 | 2036-37 | 2037-38 | 2038-39 | 2039-40 | 2040-41 | 2041-42 | 2042-43 | 2043-44 | 2044-45 | 2045-46 | 2046-47 | 2047-48 | 2048-49 | 2049-50 | 2050-51
NSW1 | Black Coal | 0 | 0 | 238793.7869 | 134981.1039 | 3.3128e-05 | 3.7568e-05 | 5.2619e-05 | 4.036e-05 | 0 | 0 | 0 | 0 | 5.0603e-06 | 0 | 0 | 0 | 0 | 0 | 0 | 0 | 0 | 0 | 0 | 0 | 0
NSW1 | Brown Coal | 0 | 0 | 0 | 0 | 0 | 0 | 0 | 0 | 0 | 0 | 0 | 0 | 0 | 0 | 0 | 0 | 0 | 0 | 0 | 0 | 0 | 0 | 0 | 0 | 0
NSW1 | CCGT | 0 | 0 | 0 | 0 | 0 | 0 | 0 | 0 | 0 | 0 | 0 | 0 | 0 | 0 | 0 | 0 | 0 | 0 | 0 | 0 | 0 | 0 | 0 | 0 | 0
NSW1 | Gas - Steam | 0 | 0 | 0 | 0 | 0 | 0 | 0 | 0 | 0 | 0 | 0 | 0 | 0 | 0 | 0 | 0 | 0 | 0 | 0 | 0 | 0 | 0 | 0 | 0 | 0
NSW1 | OCGT / Diesel | 0 | 0 | 0 | 0 | 0 | 0 | 0 | 0 | 0 | 0 | 0 | 0 | 0 | 0 | 0 | 0 | 0 | 0 | 0 | 0 | 0 | 0 | 0 | 0 | 0
NSW1 | Hydro | 0 | 0 | 0 | 0 | 0 | 0 | 0 | 0 | 0 | 0 | 0 | 0 | 0 | 0 | 0 | 0 | 0 | 0 | 0 | 0 | 0 | 0 | 0 | 0 | 0
NSW1 | Hydrogen Electrolyser | 0 | 0 | 0 | 0 | 0 | 0 | 0 | 0 | 0 | 0 | 0 | 0 | 0 | 0 | 0 | 0 | 0 | 0 | 0 | 0 | 0 | 0 | 0 | 0 | 0
NSW1 | Wind | 0 | 0 | 0 | 0 | 0 | 0 | 0 | 0 | 0 | 0 | 0 | 0 | 0 | 0 | 0 | 0 | 0 | 0 | 0 | 0 | 0 | 0 | 0 | 0 | 0
NSW1 | Solar PV | 0 | 0 | 0 | 0 | 0 | 0 | 0 | 0 | 0 | 0 | 0 | 0 | 0 | 0 | 0 | 0 | 0 | 0 | 0 | 0 | 0 | 0 | 0 | 0 | 0
NSW1 | Grid Battery | 0 | 0 | 0 | 0 | 0 | 0 | 0 | 0 | 0 | 0 | 0 | 0 | 0 | 0 | 0 | 0 | 0 | 0 | 0 | 0 | 0 | 0 | 0 | 0 | 0
NSW1 | PHES | 0 | 0 | 0 | 0 | 0 | 0 | 0 | 0 | 0 | 0 | 0 | 0 | 0 | 0 | 0 | 0 | 0 | 0 | 0 | 0 | 0 | 0 | 0 | 0 | 0
NSW1 | VPP | 0 | 0 | 0 | 0 | 0 | 0 | 0 | 0 | 0 | 0 | 0 | 0 | 0 | 0 | 0 | 0 | 0 | 0 | 0 | 0 | 0 | 0 | 0 | 0 | 0
Total |  | 0 | 0 | 238793.7869 | 134981.1039 | 3.3128e-05 | 3.7568e-05 | 5.2619e-05 | 4.036e-05 | 0 | 0 | 0 | 0 | 5.0603e-06 | 0 | 0 | 0 | 0 | 0 | 0 | 0 | 0 | 0 | 0 | 0 | 0
Region | Technology | 2026-27 | 2027-28 | 2028-29 | 2029-30 | 2030-31 | 2031-32 | 2032-33 | 2033-34 | 2034-35 | 2035-36 | 2036-37 | 2037-38 | 2038-39 | 2039-40 | 2040-41 | 2041-42 | 2042-43 | 2043-44 | 2044-45 | 2045-46 | 2046-47 | 2047-48 | 2048-49 | 2049-50 | 2050-51
QLD1 | Black Coal | 0 | 0 | 710053.9265 | 125561.5025 | 5.6584e-06 | 0.018205 | 5.3209e-05 | 1.7295e-05 | 0.00063782 | 2.3257e-05 | 5.3107e-06 | 0 | 0 | 0 | 2.7129e-05 | 1.755e-06 | 0 | 0 | 0 | 0 | 0 | 0 | 0 | 0 | 0
QLD1 | Brown Coal | 0 | 0 | 0 | 0 | 0 | 0 | 0 | 0 | 0 | 0 | 0 | 0 | 0 | 0 | 0 | 0 | 0 | 0 | 0 | 0 | 0 | 0 | 0 | 0 | 0
QLD1 | CCGT | 0 | 0 | 0 | 0 | 0 | 0 | 0 | 0 | 0 | 0 | 0 | 0 | 0 | 0 | 0 | 0 | 0 | 0 | 0 | 0 | 0 | 0 | 0 | 0 | 0
QLD1 | Gas - Steam | 0 | 0 | 0 | 0 | 0 | 0 | 0 | 0 | 0 | 0 | 0 | 0 | 0 | 0 | 0 | 0 | 0 | 0 | 0 | 0 | 0 | 0 | 0 | 0 | 0
QLD1 | OCGT / Diesel | 0 | 0 | 0 | 0 | 0 | 0 | 0 | 0 | 0 | 0 | 0 | 0 | 0 | 0 | 0 | 0 | 0 | 0 | 0 | 0 | 0 | 0 | 0 | 0 | 0
QLD1 | Hydro | 0 | 0 | 0 | 0 | 0 | 0 | 0 | 0 | 0 | 0 | 0 | 0 | 0 | 0 | 0 | 0 | 0 | 0 | 0 | 0 | 0 | 0 | 0 | 0 | 0
QLD1 | Hydrogen Electrolyser | 0 | 0 | 0 | 0 | 0 | 0 | 0 | 0 | 0 | 0 | 0 | 0 | 0 | 0 | 0 | 0 | 0 | 0 | 0 | 0 | 0 | 0 | 0 | 0 | 0
QLD1 | Wind | 0 | 0 | 0 | 0 | 0 | 0 | 0 | 0 | 0 | 0 | 0 | 0 | 0 | 0 | 0 | 0 | 0 | 0 | 0 | 0 | 0 | 0 | 0 | 0 | 0
QLD1 | Solar PV | 0 | 0 | 0 | 0 | 0 | 0 | 0 | 0 | 0 | 0 | 0 | 0 | 0 | 0 | 0 | 0 | 0 | 0 | 0 | 0 | 0 | 0 | 0 | 0 | 0
QLD1 | Grid Battery | 0 | 0 | 0 | 0 | 0 | 0 | 0 | 0 | 0 | 0 | 0 | 0 | 0 | 0 | 0 | 0 | 0 | 0 | 0 | 0 | 0 | 0 | 0 | 0 | 0
QLD1 | PHES | 0 | 0 | 0 | 0 | 0 | 0 | 0 | 0 | 0 | 0 | 0 | 0 | 0 | 0 | 0 | 0 | 0 | 0 | 0 | 0 | 0 | 0 | 0 | 0 | 0
QLD1 | VPP | 0 | 0 | 0 | 0 | 0 | 0 | 0 | 0 | 0 | 0 | 0 | 0 | 0 | 0 | 0 | 0 | 0 | 0 | 0 | 0 | 0 | 0 | 0 | 0 | 0
Total |  | 0 | 0 | 710053.9265 | 125561.5025 | 5.6584e-06 | 0.018205 | 5.3209e-05 | 1.7295e-05 | 0.00063782 | 2.3257e-05 | 5.3107e-06 | 0 | 0 | 0 | 2.7129e-05 | 1.755e-06 | 0 | 0 | 0 | 0 | 0 | 0 | 0 | 0 | 0
Region | Technology | 2026-27 | 2027-28 | 2028-29 | 2029-30 | 2030-31 | 2031-32 | 2032-33 | 2033-34 | 2034-35 | 2035-36 | 2036-37 | 2037-38 | 2038-39 | 2039-40 | 2040-41 | 2041-42 | 2042-43 | 2043-44 | 2044-45 | 2045-46 | 2046-47 | 2047-48 | 2048-49 | 2049-50 | 2050-51
VIC1 | Black Coal | 0 | 0 | 0 | 0 | 0 | 0 | 0 | 0 | 0 | 0 | 0 | 0 | 0 | 0 | 0 | 0 | 0 | 0 | 0 | 0 | 0 | 0 | 0 | 0 | 0
VIC1 | Brown Coal | 0 | 51957.1248 | 217263.692 | 0.00077753 | 71796.3963 | 0 | 1.3645e-05 | 2.4327e-05 | 0 | 0 | 0 | 0 | 0 | 0 | 0 | 0 | 0 | 0 | 0 | 0 | 0 | 0 | 0 | 0 | 0
VIC1 | CCGT | 0 | 0 | 0 | 0 | 0 | 0 | 0 | 0 | 0 | 0 | 0 | 0 | 0 | 0 | 0 | 0 | 0 | 0 | 0 | 0 | 0 | 0 | 0 | 0 | 0
VIC1 | Gas - Steam | 0 | 0 | 0 | 0 | 0 | 0 | 0 | 0 | 0 | 0 | 0 | 0 | 0 | 0 | 0 | 0 | 0 | 0 | 0 | 0 | 0 | 0 | 0 | 0 | 0
VIC1 | OCGT / Diesel | 0 | 0 | 0 | 0 | 0 | 0 | 0 | 0 | 0 | 0 | 0 | 0 | 0 | 0 | 0 | 0 | 0 | 0 | 0 | 0 | 0 | 0 | 0 | 0 | 0
VIC1 | Hydro | 0 | 0 | 0 | 0 | 0 | 0 | 0 | 0 | 0 | 0 | 0 | 0 | 0 | 0 | 0 | 0 | 0 | 0 | 0 | 0 | 0 | 0 | 0 | 0 | 0
VIC1 | Hydrogen Electrolyser | 0 | 0 | 0 | 0 | 0 | 0 | 0 | 0 | 0 | 0 | 0 | 0 | 0 | 0 | 0 | 0 | 0 | 0 | 0 | 0 | 0 | 0 | 0 | 0 | 0
VIC1 | Wind | 0 | 0 | 0 | 0 | 0 | 0 | 0 | 0 | 0 | 0 | 0 | 0 | 0 | 0 | 0 | 0 | 0 | 0 | 0 | 0 | 0 | 0 | 0 | 0 | 0
VIC1 | Solar PV | 0 | 0 | 0 | 0 | 0 | 0 | 0 | 0 | 0 | 0 | 0 | 0 | 0 | 0 | 0 | 0 | 0 | 0 | 0 | 0 | 0 | 0 | 0 | 0 | 0
VIC1 | Grid Battery | 0 | 0 | 0 | 0 | 0 | 0 | 0 | 0 | 0 | 0 | 0 | 0 | 0 | 0 | 0 | 0 | 0 | 0 | 0 | 0 | 0 | 0 | 0 | 0 | 0
VIC1 | PHES | 0 | 0 | 0 | 0 | 0 | 0 | 0 | 0 | 0 | 0 | 0 | 0 | 0 | 0 | 0 | 0 | 0 | 0 | 0 | 0 | 0 | 0 | 0 | 0 | 0
VIC1 | VPP | 0 | 0 | 0 | 0 | 0 | 0 | 0 | 0 | 0 | 0 | 0 | 0 | 0 | 0 | 0 | 0 | 0 | 0 | 0 | 0 | 0 | 0 | 0 | 0 | 0
Total |  | 0 | 51957.1248 | 217263.692 | 0.00077753 | 71796.3963 | 0 | 1.3645e-05 | 2.4327e-05 | 0 | 0 | 0 | 0 | 0 | 0 | 0 | 0 | 0 | 0 | 0 | 0 | 0 | 0 | 0 | 0 | 0
Region | Technology | 2026-27 | 2027-28 | 2028-29 | 2029-30 | 2030-31 | 2031-32 | 2032-33 | 2033-34 | 2034-35 | 2035-36 | 2036-37 | 2037-38 | 2038-39 | 2039-40 | 2040-41 | 2041-42 | 2042-43 | 2043-44 | 2044-45 | 2045-46 | 2046-47 | 2047-48 | 2048-49 | 2049-50 | 2050-51
SA1 | Black Coal | 0 | 0 | 0 | 0 | 0 | 0 | 0 | 0 | 0 | 0 | 0 | 0 | 0 | 0 | 0 | 0 | 0 | 0 | 0 | 0 | 0 | 0 | 0 | 0 | 0
SA1 | Brown Coal | 0 | 0 | 0 | 0 | 0 | 0 | 0 | 0 | 0 | 0 | 0 | 0 | 0 | 0 | 0 | 0 | 0 | 0 | 0 | 0 | 0 | 0 | 0 | 0 | 0
SA1 | CCGT | 0 | 0 | 0 | 0 | 0 | 0 | 0 | 0 | 0 | 0 | 0 | 0 | 0 | 0 | 0 | 0 | 0 | 0 | 0 | 0 | 0 | 0 | 0 | 0 | 0
SA1 | Gas - Steam | 0 | 0 | 0 | 0 | 0 | 0 | 0 | 0 | 0 | 0 | 0 | 0 | 0 | 0 | 0 | 0 | 0 | 0 | 0 | 0 | 0 | 0 | 0 | 0 | 0
SA1 | OCGT / Diesel | 0 | 0 | 0 | 0 | 0 | 0 | 0 | 0 | 0 | 0 | 0 | 0 | 0 | 0 | 0 | 0 | 0 | 0 | 0 | 0 | 0 | 0 | 0 | 0 | 0
SA1 | Hydro | 0 | 0 | 0 | 0 | 0 | 0 | 0 | 0 | 0 | 0 | 0 | 0 | 0 | 0 | 0 | 0 | 0 | 0 | 0 | 0 | 0 | 0 | 0 | 0 | 0
SA1 | Hydrogen Electrolyser | 0 | 0 | 0 | 0 | 0 | 0 | 0 | 0 | 0 | 0 | 0 | 0 | 0 | 0 | 0 | 0 | 0 | 0 | 0 | 0 | 0 | 0 | 0 | 0 | 0
SA1 | Wind | 0 | 0 | 0 | 0 | 0 | 0 | 0 | 0 | 0 | 0 | 0 | 0 | 0 | 0 | 0 | 0 | 0 | 0 | 0 | 0 | 0 | 0 | 0 | 0 | 0
SA1 | Solar PV | 0 | 0 | 0 | 0 | 0 | 0 | 0 | 0 | 0 | 0 | 0 | 0 | 0 | 0 | 0 | 0 | 0 | 0 | 0 | 0 | 0 | 0 | 0 | 0 | 0
SA1 | Grid Battery | 0 | 0 | 0 | 0 | 0 | 0 | 0 | 0 | 0 | 0 | 0 | 0 | 0 | 0 | 0 | 0 | 0 | 0 | 0 | 0 | 0 | 0 | 0 | 0 | 0
SA1 | PHES | 0 | 0 | 0 | 0 | 0 | 0 | 0 | 0 | 0 | 0 | 0 | 0 | 0 | 0 | 0 | 0 | 0 | 0 | 0 | 0 | 0 | 0 | 0 | 0 | 0
SA1 | VPP | 0 | 0 | 0 | 0 | 0 | 0 | 0 | 0 | 0 | 0 | 0 | 0 | 0 | 0 | 0 | 0 | 0 | 0 | 0 | 0 | 0 | 0 | 0 | 0 | 0
Total |  | 0 | 0 | 0 | 0 | 0 | 0 | 0 | 0 | 0 | 0 | 0 | 0 | 0 | 0 | 0 | 0 | 0 | 0 | 0 | 0 | 0 | 0 | 0 | 0 | 0
Region | Technology | 2026-27 | 2027-28 | 2028-29 | 2029-30 | 2030-31 | 2031-32 | 2032-33 | 2033-34 | 2034-35 | 2035-36 | 2036-37 | 2037-38 | 2038-39 | 2039-40 | 2040-41 | 2041-42 | 2042-43 | 2043-44 | 2044-45 | 2045-46 | 2046-47 | 2047-48 | 2048-49 | 2049-50 | 2050-51
TAS1 | Black Coal | 0 | 0 | 0 | 0 | 0 | 0 | 0 | 0 | 0 | 0 | 0 | 0 | 0 | 0 | 0 | 0 | 0 | 0 | 0 | 0 | 0 | 0 | 0 | 0 | 0
TAS1 | Brown Coal | 0 | 0 | 0 | 0 | 0 | 0 | 0 | 0 | 0 | 0 | 0 | 0 | 0 | 0 | 0 | 0 | 0 | 0 | 0 | 0 | 0 | 0 | 0 | 0 | 0
TAS1 | CCGT | 0 | 0 | 0 | 0 | 0 | 0 | 0 | 0 | 0 | 0 | 0 | 0 | 0 | 0 | 0 | 0 | 0 | 0 | 0 | 0 | 0 | 0 | 0 | 0 | 0
TAS1 | Gas - Steam | 0 | 0 | 0 | 0 | 0 | 0 | 0 | 0 | 0 | 0 | 0 | 0 | 0 | 0 | 0 | 0 | 0 | 0 | 0 | 0 | 0 | 0 | 0 | 0 | 0
TAS1 | OCGT / Diesel | 0 | 0 | 0 | 0 | 0 | 0 | 0 | 0 | 0 | 0 | 0 | 0 | 0 | 0 | 0 | 0 | 0 | 0 | 0 | 0 | 0 | 0 | 0 | 0 | 0
TAS1 | Hydro | 0 | 0 | 0 | 0 | 0 | 0 | 0 | 0 | 0 | 0 | 0 | 0 | 0 | 0 | 0 | 0 | 0 | 0 | 0 | 0 | 0 | 0 | 0 | 0 | 0
TAS1 | Hydrogen Electrolyser | 0 | 0 | 0 | 0 | 0 | 0 | 0 | 0 | 0 | 0 | 0 | 0 | 0 | 0 | 0 | 0 | 0 | 0 | 0 | 0 | 0 | 0 | 0 | 0 | 0
TAS1 | Wind | 0 | 0 | 0 | 0 | 0 | 0 | 0 | 0 | 0 | 0 | 0 | 0 | 0 | 0 | 0 | 0 | 0 | 0 | 0 | 0 | 0 | 0 | 0 | 0 | 0
TAS1 | Solar PV | 0 | 0 | 0 | 0 | 0 | 0 | 0 | 0 | 0 | 0 | 0 | 0 | 0 | 0 | 0 | 0 | 0 | 0 | 0 | 0 | 0 | 0 | 0 | 0 | 0
TAS1 | Grid Battery | 0 | 0 | 0 | 0 | 0 | 0 | 0 | 0 | 0 | 0 | 0 | 0 | 0 | 0 | 0 | 0 | 0 | 0 | 0 | 0 | 0 | 0 | 0 | 0 | 0
TAS1 | PHES | 0 | 0 | 0 | 0 | 0 | 0 | 0 | 0 | 0 | 0 | 0 | 0 | 0 | 0 | 0 | 0 | 0 | 0 | 0 | 0 | 0 | 0 | 0 | 0 | 0
TAS1 | VPP | 0 | 0 | 0 | 0 | 0 | 0 | 0 | 0 | 0 | 0 | 0 | 0 | 0 | 0 | 0 | 0 | 0 | 0 | 0 | 0 | 0 | 0 | 0 | 0 | 0
Total |  | 0 | 0 | 0 | 0 | 0 | 0 | 0 | 0 | 0 | 0 | 0 | 0 | 0 | 0 | 0 | 0 | 0 | 0 | 0 | 0 | 0 | 0 | 0 | 0 | 0

## ML2_REZ Tx Cost
REZ transmission expansion cost by region ($000s) - ML2, Accelerated Transition Scenario
REZ Expansion | Real June 2025 dollars discounted to 1 July 2025. As with the total capital costs, the REZ transmission expansion costs are annualised for modelling purposes. Build costs do not include capital costs of existing, committed and anticipated transmission projects since there will be no difference in these costs between the Base Case and option case.
Explicitly modelled generation
Region | Technology | 2026-27 | 2027-28 | 2028-29 | 2029-30 | 2030-31 | 2031-32 | 2032-33 | 2033-34 | 2034-35 | 2035-36 | 2036-37 | 2037-38 | 2038-39 | 2039-40 | 2040-41 | 2041-42 | 2042-43 | 2043-44 | 2044-45 | 2045-46 | 2046-47 | 2047-48 | 2048-49 | 2049-50 | 2050-51
NSW1 | Transmission | 0 | 51209.2905 | 89848.7038 | 113284.5123 | 105873.376 | 99208.9728 | 92456.7669 | 86408.1933 | 80755.3208 | 75672.0219 | 70521.7511 | 65908.1791 | 61783.1894 | 57894.1278 | 53953.8282 | 65884.6366 | 81692.4389 | 85657.1104 | 80045.0399 | 80979.5137 | 77038.7615 | 93188.8295 | 86846.3571 | 81164.8197 | 75854.9717
QLD1 | Transmission | 0 | 5269.8558 | 49304.0077 | 56590.6303 | 52888.4395 | 66728.9514 | 65127.9016 | 69482.135 | 76152.7106 | 73107.2493 | 73632.93 | 68931.5375 | 64421.9976 | 61542.8484 | 57538.0669 | 54231.8335 | 50686.5865 | 47510.3451 | 44276.7703 | 41383.5286 | 38768.2543 | 36369.3592 | 34663.3851 | 32395.687 | 30276.343
VIC1 | Transmission | 0 | 0.00059119 | 16987.2131 | 26597.5916 | 44322.8293 | 59129.0604 | 72650.5 | 84588.4371 | 94985.8601 | 111571.1106 | 113390.3272 | 112500.2572 | 119887.7569 | 112341.1916 | 106407.1944 | 100600.3218 | 100792.1662 | 94447.6095 | 88019.4641 | 82261.1813 | 76879.6087 | 72040.2739 | 67137.1815 | 62745.0294 | 58640.2144
SA1 | Transmission | 0 | 0.0036709 | 0.0034681 | 0.0032802 | 0.0031513 | 0.0045909 | 0.0043445 | 0.0040788 | 0.0038229 | 0.0036369 | 0.0033951 | 4406.2767 | 5124.1812 | 6748.0015 | 7410.7999 | 9672.4594 | 12778.7266 | 21621.3075 | 21346.9268 | 19950.3989 | 19902.8872 | 23909.8127 | 22282.5004 | 20824.7668 | 19462.3988
TAS1 | Transmission | 0 | 0 | 0 | 0 | 9052.6351 | 10391.0699 | 11328.898 | 12231.5967 | 13355.439 | 12514.7552 | 12464.1727 | 11648.7595 | 15126.1423 | 14173.9982 | 16468.797 | 15391.3991 | 14959.681 | 14018.0152 | 14071.1996 | 13596.7687 | 12707.2605 | 11907.3776 | 11096.9563 | 10370.9871 | 9692.5114
NEM | Total | 0 | 56479.1506 | 156139.928 | 196472.7375 | 212137.2831 | 235458.059 | 241564.0708 | 252710.3662 | 265249.3343 | 272865.1406 | 270009.1844 | 263395.0099 | 266343.2675 | 252700.1675 | 241778.6864 | 245780.6503 | 260909.5992 | 263254.3876 | 247759.4006 | 238171.3913 | 225296.7722 | 237415.6529 | 222026.3804 | 207501.29 | 193926.4392

## ML2_USE+DSP Cost
USE / DSP cost by region ($000s) - ML2, Accelerated Transition Scenario
USE / DSP | Real June 2025 dollars discounted to 1 July 2025
Explicitly modelled generation
Region | Technology | 2026-27 | 2027-28 | 2028-29 | 2029-30 | 2030-31 | 2031-32 | 2032-33 | 2033-34 | 2034-35 | 2035-36 | 2036-37 | 2037-38 | 2038-39 | 2039-40 | 2040-41 | 2041-42 | 2042-43 | 2043-44 | 2044-45 | 2045-46 | 2046-47 | 2047-48 | 2048-49 | 2049-50 | 2050-51
NSW1 | USE / DSP | 93.2612 | 231.9289 | 7737.0098 | 879.239 | 6197.4949 | 851.7667 | 14842.1227 | 598.0659 | 1173.4314 | 918.5557 | 549.7293 | 26039.7521 | 875.7481 | 9158.6831 | 722.2282 | 1204.2554 | 579.3801 | 5467.5279 | 3712.4795 | 5002.8538 | 4709.936 | 7518.4609 | 21478.1227 | 13422.8802 | 267.8106
QLD1 | USE / DSP | 121.9742 | 0.0041817 | 46004.7154 | 15289.6246 | 447443.596 | 9906.9926 | 11217.5932 | 31562.9599 | 15830.2036 | 13434.4874 | 16355.0756 | 62304.0122 | 24797.2397 | 75134.7874 | 23851.4556 | 24575.1977 | 24032.6557 | 40864.6799 | 33626.8119 | 41867.3009 | 51163.2349 | 55969.0129 | 117297.9124 | 81281.2489 | 6658.2234
VIC1 | USE / DSP | 432.9526 | 674.0331 | 45407.9995 | 480.3491 | 892.4488 | 28192.6494 | 39565.1946 | 420.1977 | 834.6438 | 390.0384 | 338.4472 | 34071.3456 | 489.3442 | 618.2454 | 580.5409 | 6847.1563 | 373.2951 | 1293.2374 | 31056.7372 | 951.4535 | 1321.9371 | 1333.9917 | 3010.2773 | 2850.2063 | 113.8417
SA1 | USE / DSP | 139652.6013 | 27900.7617 | 39492.9934 | 24996.6877 | 26545.7713 | 24159.0796 | 30612.2367 | 23849.7676 | 39917.5969 | 20406.4321 | 20029.1493 | 29769.2093 | 37853.2489 | 39127.0216 | 33029.5145 | 43528.9052 | 32257.8492 | 47154.5679 | 33875.1153 | 34539.5139 | 55830.4769 | 50857.3239 | 61441.3149 | 61865.2229 | 9511.404
TAS1 | USE / DSP | 0.0013935 | 0.001061 | 0.0010384 | 0.001016 | 57.4253 | 173.9211 | 477.4824 | 0.0010506 | 1391.904 | 1286.1553 | 0.0010867 | 1529.2398 | 0.0011529 | 902.522 | 1194.8258 | 3340.4139 | 0.0011462 | 11249.1414 | 4738.3194 | 5449.9534 | 11782.0544 | 5814.4599 | 35256.6404 | 32794.5344 | 583.1471
NEM | Total | 140300.7906 | 28806.729 | 138642.7192 | 41645.9015 | 481136.7362 | 63284.4093 | 96714.6296 | 56430.9922 | 59147.7798 | 36435.669 | 37272.4024 | 153713.5591 | 64015.5821 | 124941.2597 | 59378.5651 | 79495.9285 | 57243.1812 | 106029.1546 | 107009.4634 | 87811.0755 | 124807.6393 | 121493.2494 | 238484.2678 | 192214.0928 | 17134.4268

## ML2_SyncCon Cost
SyncCon cost by region ($000s) - ML2, Accelerated Transition Scenario
SyncCon | Real June 2025 dollars discounted to 1 July 2025. SyncCon is only explicitly modelled in Tasmania, mainland NEM regions have SyncCon costs built into new entrant costs.
Explicitly modelled generation
Region | Technology | 2026-27 | 2027-28 | 2028-29 | 2029-30 | 2030-31 | 2031-32 | 2032-33 | 2033-34 | 2034-35 | 2035-36 | 2036-37 | 2037-38 | 2038-39 | 2039-40 | 2040-41 | 2041-42 | 2042-43 | 2043-44 | 2044-45 | 2045-46 | 2046-47 | 2047-48 | 2048-49 | 2049-50 | 2050-51
NSW1 | SyncCon | 0 | 0 | 0 | 0 | 0 | 0 | 0 | 0 | 0 | 0 | 0 | 0 | 0 | 0 | 0 | 0 | 0 | 0 | 0 | 0 | 0 | 0 | 0 | 0 | 0
QLD1 | SyncCon | 0 | 0 | 0 | 0 | 0 | 0 | 0 | 0 | 0 | 0 | 0 | 0 | 0 | 0 | 0 | 0 | 0 | 0 | 0 | 0 | 0 | 0 | 0 | 0 | 0
VIC1 | SyncCon | 0 | 0 | 0 | 0 | 0 | 0 | 0 | 0 | 0 | 0 | 0 | 0 | 0 | 0 | 0 | 0 | 0 | 0 | 0 | 0 | 0 | 0 | 0 | 0 | 0
SA1 | SyncCon | 0 | 0 | 0 | 0 | 0 | 0 | 0 | 0 | 0 | 0 | 0 | 0 | 0 | 0 | 0 | 0 | 0 | 0 | 0 | 0 | 0 | 0 | 0 | 0 | 0
TAS1 | SyncCon | 0 | 0 | 0 | 933.7599 | 2303.2346 | 2470.1483 | 1921.6304 | 2071.8211 | 1447.1006 | 1776.5485 | 1634.0448 | 1389.7152 | 1511.307 | 1353.6349 | 1269.3469 | 1336.2164 | 1227.8034 | 987.53 | 1077.3124 | 1162.3666 | 983.1838 | 964.9432 | 902.5348 | 785.5593 | 776.1733
NEM | Total | 0 | 0 | 0 | 933.7599 | 2303.2346 | 2470.1483 | 1921.6304 | 2071.8211 | 1447.1006 | 1776.5485 | 1634.0448 | 1389.7152 | 1511.307 | 1353.6349 | 1269.3469 | 1336.2164 | 1227.8034 | 987.53 | 1077.3124 | 1162.3666 | 983.1838 | 964.9432 | 902.5348 | 785.5593 | 776.1733

## ML2_Emissions Cost
NEM Emissions cost ($000s) - ML2, Accelerated Transition Scenario
Emissions | Real June 2025 dollars discounted to 1 July 2025
Emissions from explicitly modelled generation
Region | Technology | 2026-27 | 2027-28 | 2028-29 | 2029-30 | 2030-31 | 2031-32 | 2032-33 | 2033-34 | 2034-35 | 2035-36 | 2036-37 | 2037-38 | 2038-39 | 2039-40 | 2040-41 | 2041-42 | 2042-43 | 2043-44 | 2044-45 | 2045-46 | 2046-47 | 2047-48 | 2048-49 | 2049-50 | 2050-51
NEM | Total | 7252073.8435 | 5513621.6407 | 2132108.2453 | 1037904.6654 | 743915.8428 | 620981.913 | 630311.866 | 511270.8736 | 593610.3452 | 413526.2969 | 416882.8202 | 454636.6859 | 444351.5171 | 478443.6406 | 451064.7982 | 403535.7883 | 285298.5653 | 488605.9289 | 319680.7467 | 385733.8101 | 387921.1867 | 264711.851 | 418021.588 | 307248.5358 | 481899.3002