## Cover
Marinus Link market modelling outcomes
Step Change scenario
Marinus Link Pty Ltd
2025-10-31
Notes: All dollars are June 2025 (real)

## Release notice
Notice
The terms and conditions of this notice is applicable to Third Party Recipients (i.e. any party that is not EY’s Client who engaged EY to undertake the work). "Ernst & Young (“EY”) was engaged on the instructions of Marinus Link Pty Ltd (“Client”) to undertake market modelling of system costs and benefits to forecast the gross market benefit of the proposed Marinus Link interconnector (the “Project""), in accordance with the service order (the “Engagement Agreement”) dated 12 May 2025 and revised service orders dated 15 October 2025. The results of EY’s work, including the assumptions and qualifications made in preparing the workbook (“Workbook”), are set out in EY’s report dated 4 September 2025 ("Main Report"), and report dated 31 October 2025 ("Addendum Report"). The Workbook, Main Report and Addendum Report should be read in conjunction with each other (in particular this Workbook must always be read in conjunction with the Main Report and Addendum Report) and in their entirety including this release notice, the applicable scope of the work and any limitations. A reference to the Main Report or Addendum Report includes any part of either. EY has prepared the Workbook for the benefit of the Client and has considered only the interest of the Client. EY has not been engaged to act, and has not acted, as advisor to any other party. Accordingly, EY makes no representations as to the appropriateness, accuracy or completeness of the Workbook for any other party's purposes. Our work commenced on 5 May 2025 and was completed on 17 October 2025. No further work has been undertaken by EY since the date of the Workbook to update it. Therefore, our Workbook does not take account of events or circumstances arising after 17 October 2025 and we have no responsibility to update the Workbook for such events or circumstances arising after that date. No reliance may be placed upon the Workbook or any of its contents by any party other than the Client (“Third Party Recipients” or “you”). Any Third Parties Recipients receiving a copy of the Workbook must make and rely on their own enquiries in relation to the issues to which the Workbook relates, the contents of the Workbook and all matters arising from or relating to or in any way connected with the Workbook or its contents. EY disclaims all responsibility to any Third Party Recipients for any loss or liability that the Third Party Recipients may suffer or incur arising from or relating to or in any way connected with the contents of the Workbook, the provision of the Workbook to the Third Party Recipients or the reliance upon the Workbook by the Third Party Recipients. No claim or demand or any actions or proceedings may be brought against EY arising from or connected with the contents of the Workbook or the provision of the Workbook to the Third Party Recipients. EY will be released and forever discharged from any such claims, demands, actions or proceedings. In preparing this Workbook EY has considered and relied upon information provided to us by the Client and other stakeholders engaged in the process and other public and private sources believed to be reliable and accurate. EY has not been informed that any such information supplied to EY, or obtained from public and private sources, was false or that any material information has been withheld from EY. EY does not imply, and it should not be construed that EY has performed an audit, verification or due diligence procedures on any of the information provided to us. EY has not independently verified, nor accept any responsibility or liability for independently verifying, any such information nor does EY make any representation as to the accuracy or completeness of the information. Neither EY nor any member or employee thereof undertakes responsibility in any way whatsoever or liability for any loss or damage to any person in respect of errors in this Workbook arising from incorrect information provided to EY. Modelling work performed as part of our scope inherently requires assumptions about future behaviours and market interactions, which may result in forecasts that deviate from future conditions. There will usually be differences between estimated and actual outcomes, because events and circumstances frequently do not occur as expected, and those differences may be material. EY takes no responsibility that the projected outcomes will be achieved. EY highlights that the analysis included in this Workbook does not constitute investment advice or a recommendation to you on a future course of action. EY provides no assurance that the scenarios that have been modelled will be accepted by any relevant authority or third party. The analysis and Report do not constitute a recommendation on a future course of action. Readers are advised that the outcomes provided are based on many detailed assumptions underpinning the scenarios, and the key assumptions are described in the Workbook. These assumptions were selected by the Client. The modelled scenarios represent six possible future options for the development and operation of the National Electricity Market, and it must be acknowledged that many alternative futures exist. Alternative futures beyond those presented have not been evaluated as part of this Report. EY has consented to the Workbook being published electronically on the Client’s websites for informational purposes only. EY has not consented to distribution or disclosure beyond this. The material contained in the Report, including the EY logo, is copyright. The Workbook, including the EY logo, cannot be altered without prior written permission from EY. EY’s liability is limited by a scheme approved under Professional Standards Legislation."

## Version notes
Change log
2025-10-31 | 1 | Marinus Link market modelling outcomes - Step Change scenario

## Abbreviations and notes
Acronyms
AEMO | Australian Energy Market Operator
CCGT | Closed cycle gas turbine
Diesel | Diesel generator
Distributed PV | PV non-scheduled generators and Rooftop PV
DSP | Demand-side participation
FOM | Fixed operations and maintenance
Gas - Steam | Gas-powered steam turbine
GWh | Gigawatt-hours
Grid Battery | Explicitly modelled existing and new entrant (8 hour or less) battery storage
MW | Megawatts
NEM | National Electricity Market
OCGT | Open cycle gas turbine
PHES | Pumped hydro energy storage
PV | Photovoltaic
REZ | Renewable energy zone
USE | Unserved energy
VOM | Variable operations and maintenance
VPP | Virtual power plants, including Electric Vehicle Vehicle to Grid (EVV2G)
Notes
1. BaseCase is the without Marinus Link Stage 1 and Marinus Link Stage 2 counterfactual.
2. ML1 is the case with commissioning of Marinus Link Stage 1 only, on 1 January 2030 only.
3. ML2 is the case with commissioning of Marinus Link Stage 1 on 1 January 2030 and Marinus Link Stage 2 on 1 July 2034.
4. Non-scheduled generation including Distributed PV is considered as a component of demand.
5. Entry of new generation and storage capacity, built of new REZ transmission and retirement of generator capacity where allowed to occur optionally as part of the least-cost solution occurs at the beginning of each financial year, on 1 July.
6. Build costs do not include capital costs of existing, committed and anticipated generators and transmission projects (including interconnector and REZ transmission projects) since there will be no difference in these costs between the Base Case and option case.
7. Tumut 3 generation is included in Hydro, whereas Tumut 3 pump is included in PHES Pump.

## ---Compare options---
Compare |  | ML2 | to | BaseCase |  | 0 | 1 | 2 | 3 | 4 | 5 | 6 | 7 | 8 | 9 | 10 | 11 | 12 | 13 | 14 | 15 | 16 | 17 | 18 | 19 | 20 | 21 | 22 | 23 | 24
NEM discounted market benefits by year
Select region | NEM
[5 empty] | Real June 2025 dollars ($m) discounted to 1 July 2025 | 2026-27 | 2027-28 | 2028-29 | 2029-30 | 2030-31 | 2031-32 | 2032-33 | 2033-34 | 2034-35 | 2035-36 | 2036-37 | 2037-38 | 2038-39 | 2039-40 | 2040-41 | 2041-42 | 2042-43 | 2043-44 | 2044-45 | 2045-46 | 2046-47 | 2047-48 | 2048-49 | 2049-50 | 2050-51
|  |  |  | Build | Capex | 0 | 0.0001701 | -4.1368 | 161.5272 | 150.8156 | 141.1466 | 54.0375 | 105.975 | 51.952 | 236.3646 | 190.9344 | 244.2977 | 312.4054 | 311.1282 | 206.2508 | 182.1032 | 150.4633 | 184.7226 | 185.2885 | 169.4574 | 136.6143 | 135.503 | 130.7311 | 112.842 | 112.9986
|  |  |  | FOM | FOM | 0 | 2.2499e-05 | -5.053 | 13.2617 | 15.4037 | 12.5061 | 0.97733 | 7.914 | -24.944 | 23.1806 | 22.5995 | 29.5995 | 36.158 | 36.2161 | 27.4705 | 24.042 | 20.5511 | 25.5549 | 26.5685 | 23.9258 | 19.6459 | 19.6428 | 19.6434 | 17.8203 | 18.0333
|  |  |  | Fuel | Fuel | 33.964 | 6.5788 | 21.6994 | 123.5325 | 154.1129 | 148.8979 | 170.6638 | 164.5389 | 160.4435 | 91.3772 | 84.5926 | 96.2991 | 112.0234 | 94.7124 | 70.7877 | 70.1005 | 68.407 | 52.3132 | 26.7434 | 33.4926 | 48.8397 | 60.579 | 23.8325 | 38.3818 | 27.5264
|  |  |  | VOM | VOM | 1.1192 | 2.1237 | 2.1575 | -11.8267 | -1.3967 | -0.14626 | 8.7959 | 5.0332 | 4.2347 | -2.9216 | 0.51433 | -0.87071 | -8.1883 | -8.1996 | -1.4369 | -1.2769 | 0.15847 | -2.7188 | -1.7759 | -1.9997 | -1.0373 | -0.74991 | -1.0652 | -0.64263 | -1.0407
|  |  |  | Rehab | Rehab | 0 | 0 | 21.1285 | 20.1667 | -8.9361 | 5.8452 | 0 | 2.3976e-08 | -15.1116 | 16.5889 | -14.944 | 0 | 8.5584 | 0 | 0.83042 | -1.6549e-07 | -1.853 | 4.2258e-08 | 0 | 6.5915e-08 | 0 | 0 | 0 | 0 | 0
|  |  |  | REZ Tx | REZ Expansion | 0 | -0.095645 | 0.03119 | 4.9754 | -3.1995 | -5.0501 | -8.0858 | -9.4708 | -19.7365 | -7.4188 | -4.8805 | -2.5702 | 0.82447 | -0.63905 | -0.8286 | -1.9516 | -1.8239 | -0.89865 | -0.75127 | -0.26992 | -1.9347 | -1.8129 | -1.6902 | -1.5796 | -1.4763
|  |  |  | USE+DSP | USE / DSP | -2.3873 | 1.514e-05 | 1.6556e-05 | 17.1106 | 0.21723 | 1.5692e-05 | 1.3297 | -4.2622 | 2.7029 | -0.20948 | 0.16185 | -32.815 | 1.882 | 12.4257 | 0.34965 | 8.774 | 0.84074 | 0.46115 | 1.8556 | 2.0402 | 1.309 | 2.0982 | 0.93441 | 2.6977 | -1.5393
|  |  |  | SyncCon | SyncCon | 0 | 0 | 0 | -0.14164 | -0.91169 | -1.0021 | -1.2389 | -1.1132 | -0.72602 | -0.59933 | -0.90522 | -0.60231 | -0.579 | -0.50143 | -0.45272 | -0.39581 | -0.552 | -0.33461 | -0.31458 | -0.33343 | -0.29388 | -0.29916 | -0.21107 | -0.18581 | -0.15666
|  |  |  | #REF! | Total annual market benefits | 32.696 | 8.6071 | 35.8267 | 328.6058 | 306.1055 | 302.1974 | 226.4796 | 268.615 | 158.8151 | 356.362 | 278.073 | 333.3381 | 463.0843 | 445.1422 | 302.9708 | 281.3953 | 236.1917 | 259.0997 | 237.6143 | 226.313 | 203.143 | 214.961 | 172.1749 | 169.3337 | 154.3453
NEM discounted market benefits by year (cumulative)
[5 empty] | Real June 2025 dollars ($m) discounted to 1 July 2025 | 2026-27 | 2027-28 | 2028-29 | 2029-30 | 2030-31 | 2031-32 | 2032-33 | 2033-34 | 2034-35 | 2035-36 | 2036-37 | 2037-38 | 2038-39 | 2039-40 | 2040-41 | 2041-42 | 2042-43 | 2043-44 | 2044-45 | 2045-46 | 2046-47 | 2047-48 | 2048-49 | 2049-50 | 2050-51
|  |  |  | Build | Capex | 0 | 0.0001701 | -4.1367 | 157.3905 | 308.2062 | 449.3528 | 503.3902 | 609.3652 | 661.3173 | 897.6819 | 1088.6163 | 1332.914 | 1645.3194 | 1956.4475 | 2162.6983 | 2344.8015 | 2495.2648 | 2679.9874 | 2865.276 | 3034.7334 | 3171.3477 | 3306.8507 | 3437.5818 | 3550.4238 | 3663.4224
|  |  |  | FOM | FOM | 0 | 2.2499e-05 | -5.053 | 8.2088 | 23.6125 | 36.1186 | 37.0959 | 45.0099 | 20.0659 | 43.2465 | 65.846 | 95.4455 | 131.6035 | 167.8195 | 195.29 | 219.332 | 239.8831 | 265.4379 | 292.0064 | 315.9322 | 335.5781 | 355.2209 | 374.8643 | 392.6845 | 410.7178
|  |  |  | Fuel | Fuel | 33.964 | 40.5429 | 62.2423 | 185.7748 | 339.8877 | 488.7856 | 659.4494 | 823.9883 | 984.4318 | 1075.8089 | 1160.4015 | 1256.7007 | 1368.7241 | 1463.4365 | 1534.2242 | 1604.3247 | 1672.7317 | 1725.0449 | 1751.7883 | 1785.281 | 1834.1207 | 1894.6997 | 1918.5322 | 1956.9139 | 1984.4404
|  |  |  | VOM | VOM | 1.1192 | 3.243 | 5.4005 | -6.4262 | -7.8228 | -7.9691 | 0.82685 | 5.8601 | 10.0948 | 7.1733 | 7.6876 | 6.8169 | -1.3714 | -9.5711 | -11.008 | -12.2848 | -12.1264 | -14.8452 | -16.6211 | -18.6208 | -19.6582 | -20.4081 | -21.4732 | -22.1159 | -23.1566
|  |  |  | Rehab | Rehab | 0 | 0 | 21.1285 | 41.2951 | 32.3591 | 38.2043 | 38.2043 | 38.2043 | 23.0927 | 39.6816 | 24.7376 | 24.7376 | 33.296 | 33.296 | 34.1264 | 34.1264 | 32.2734 | 32.2734 | 32.2734 | 32.2734 | 32.2734 | 32.2734 | 32.2734 | 32.2734 | 32.2734
|  |  |  | REZ Tx | REZ Expansion | 0 | -0.095645 | -0.064455 | 4.9109 | 1.7114 | -3.3387 | -11.4245 | -20.8953 | -40.6318 | -48.0506 | -52.9311 | -55.5013 | -54.6768 | -55.3159 | -56.1445 | -58.0961 | -59.92 | -60.8187 | -61.57 | -61.8399 | -63.7746 | -65.5875 | -67.2777 | -68.8573 | -70.3336
|  |  |  | USE+DSP | USE / DSP | -2.3873 | -2.3873 | -2.3873 | 14.7234 | 14.9406 | 14.9406 | 16.2703 | 12.0081 | 14.7111 | 14.5016 | 14.6634 | -18.1516 | -16.2696 | -3.8439 | -3.4942 | 5.2797 | 6.1204 | 6.5816 | 8.4372 | 10.4775 | 11.7865 | 13.8846 | 14.819 | 17.5168 | 15.9774
|  |  |  | SyncCon | SyncCon | 0 | 0 | 0 | -0.14164 | -1.0533 | -2.0554 | -3.2943 | -4.4075 | -5.1335 | -5.7329 | -6.6381 | -7.2404 | -7.8194 | -8.3208 | -8.7735 | -9.1693 | -9.7213 | -10.056 | -10.3705 | -10.704 | -10.9978 | -11.297 | -11.5081 | -11.6939 | -11.8506
|  |  |  | #REF! | Total cumulative market benefits | 32.696 | 41.3031 | 77.1299 | 405.7357 | 711.8412 | 1014.0386 | 1240.5181 | 1509.1331 | 1667.9482 | 2024.3102 | 2302.3832 | 2635.7214 | 3098.8057 | 3543.9479 | 3846.9187 | 4128.314 | 4364.5057 | 4623.6054 | 4861.2197 | 5087.5327 | 5290.6757 | 5505.6367 | 5677.8116 | 5847.1453 | 6001.4906
NEM discounted emissions benefits by year
[5 empty] | Real June 2025 dollars ($m) discounted to 1 July 2025 | 2026-27 | 2027-28 | 2028-29 | 2029-30 | 2030-31 | 2031-32 | 2032-33 | 2033-34 | 2034-35 | 2035-36 | 2036-37 | 2037-38 | 2038-39 | 2039-40 | 2040-41 | 2041-42 | 2042-43 | 2043-44 | 2044-45 | 2045-46 | 2046-47 | 2047-48 | 2048-49 | 2049-50 | 2050-51
|  |  |  | Emissions | Emissions | -53.6694 | -38.0745 | -43.3276 | -49.8428 | -2.0222 | -7.4417 | 10.0517 | 0.004305 | 82.151 | -9.1074 | 54.9778 | 39.221 | -164.2323 | -161.7009 | 3.5998 | 6.5106 | 67.8298 | 48.6769 | 24.7357 | 30.6093 | 46.363 | 57.7697 | 25.9774 | 40.2433 | 35.6178
NEM discounted emissions benefits by year (cumulative)
[5 empty] | Real June 2025 dollars ($m) discounted to 1 July 2025 | 2026-27 | 2027-28 | 2028-29 | 2029-30 | 2030-31 | 2031-32 | 2032-33 | 2033-34 | 2034-35 | 2035-36 | 2036-37 | 2037-38 | 2038-39 | 2039-40 | 2040-41 | 2041-42 | 2042-43 | 2043-44 | 2044-45 | 2045-46 | 2046-47 | 2047-48 | 2048-49 | 2049-50 | 2050-51
|  |  |  | Emissions | Emissions | -53.6694 | -91.7439 | -135.0714 | -184.9142 | -186.9365 | -194.3781 | -184.3264 | -184.3221 | -102.1711 | -111.2785 | -56.3008 | -17.0797 | -181.312 | -343.0129 | -339.4131 | -332.9026 | -265.0728 | -216.3959 | -191.6602 | -161.0509 | -114.6879 | -56.9182 | -30.9408 | 9.3025 | 44.9203
#REF!
NEM capacity difference by year
Select region | NEM
[5 empty] | Capacity difference (GW) | 2026-27 | 2027-28 | 2028-29 | 2029-30 | 2030-31 | 2031-32 | 2032-33 | 2033-34 | 2034-35 | 2035-36 | 2036-37 | 2037-38 | 2038-39 | 2039-40 | 2040-41 | 2041-42 | 2042-43 | 2043-44 | 2044-45 | 2045-46 | 2046-47 | 2047-48 | 2048-49 | 2049-50 | 2050-51
[5 empty] | Black Coal | 0 | 0 | 0.189 | 0.2963 | 0.2963 | 0.25673 | 0.25673 | 0.21532 | 0.079367 | 0.27916 | 0.079367 | 0.079367 | 0.72048 | 0.72048 | 0.18199 | 0.18199 | 0 | 0 | 0 | 0 | 0 | 0 | 0 | 0 | 0
[5 empty] | Brown Coal | 0 | 0 | 6e-08 | 0 | -0.072189 | 0 | 0 | 0 | 0 | 0 | 0 | 0 | 0 | 0 | 0 | 0 | 0 | 0 | 0 | 0 | 0 | 0 | 0 | 0 | 0
[5 empty] | CCGT | 0 | 0 | 0 | 0 | 0 | 0 | 0 | 0 | 0 | 0 | 0 | 0 | 0 | 0 | 0 | 0 | 0 | 0 | 0 | 0 | 0 | 0 | 0 | 0 | -1.036e-07
[5 empty] | Gas - Steam | 0 | 0 | 0 | 0 | 0 | 0 | 0 | 0 | 0 | 0 | 0 | 0 | 0 | 0 | 0 | 0 | 0 | 0 | 0 | 0 | 0 | 0 | 0 | 0 | 0
[5 empty] | OCGT / Diesel | 0 | 0 | 0 | 0 | 0 | 0 | 0 | 0 | 0 | -0.81183 | -0.81183 | -1.2323 | -1.2323 | -1.2489 | -1.2489 | -0.69464 | -0.69464 | -0.94125 | -0.64653 | -0.64653 | -0.66293 | -0.66293 | -0.71825 | -0.71825 | -0.93535
[5 empty] | Hydro | 0 | 0 | 0 | 0 | 0.3399 | 0.3399 | 0.3399 | 0.3399 | 0.3399 | 0.3399 | 0.3399 | 0.3399 | 0.3399 | 0.3399 | 0.3399 | 0.3399 | 0.3399 | 0.3399 | 0.3399 | 0.3399 | 0.3399 | 0.3399 | 0.3399 | 0.3399 | 0.3399
[5 empty] | Hydrogen Turbine | 0 | 0 | 0 | 0 | 0 | 0 | 0 | 0 | 0 | 0 | 0 | 0 | 0 | 0 | 0 | 0 | 0 | 0 | 0 | 0 | 0 | 0 | 0 | 0 | 0
[5 empty] | Wind | 0 | 1e-07 | 0.022439 | -0.48425 | -0.48425 | -0.48425 | -0.078608 | -0.4019 | -0.51258 | -1.0408 | -0.80411 | -1.1713 | -2.0852 | -2.2778 | -1.3913 | -1.5953 | -1.0777 | -1.4406 | -1.6447 | -1.5782 | -1.0998 | -1.1031 | -1.0783 | -1.0783 | -1.0783
[5 empty] | Solar PV | 0 | 0 | 0 | -0.039772 | -0.039772 | -0.039772 | -0.039772 | -0.039772 | -0.03208 | -0.32802 | -0.28644 | -0.58231 | -0.55755 | -0.55755 | -0.42258 | -0.39128 | -0.59093 | -0.73141 | -0.72229 | -0.8516 | -0.75388 | -1.0529 | -0.94831 | -0.944 | -0.944
[5 empty] | Grid Battery | -0.1 | -0.1 | -0.1 | -0.1 | -0.1 | -0.1 | -0.1 | -0.22711 | -0.22004 | -0.22004 | -0.22004 | -0.22004 | -0.22004 | -0.22004 | -0.22004 | -0.10295 | -0.10295 | -0.10295 | -0.078416 | -0.078416 | -0.18384 | -0.18384 | -0.35641 | -0.35641 | -0.46603
[5 empty] | PHES | 0 | 0 | 0 | 0 | 0 | 0 | 0 | -1.009e-07 | -1.0091e-07 | -1.0091e-07 | -1.0091e-07 | -1.0091e-07 | -1.0091e-07 | -1.0091e-07 | -1.0091e-07 | -1.0091e-07 | -1.0091e-07 | -1.0091e-07 | -1.0091e-07 | -1.0091e-07 | -1.0091e-07 | -1.0091e-07 | -1.0091e-07 | -1.0092e-07 | -1.0092e-07
[5 empty] | VPP | 0 | 0 | 0 | 0 | 0 | 0 | 0 | 0 | 0 | 0 | 0 | 0 | 0 | 0 | 0 | 0 | 0 | 0 | 0 | 0 | 0 | 0 | 0 | 0 | 0
[5 empty] | Grid Battery Pump | 0 | 0 | 0 | 1.1864e-07 | 2.3863e-07 | 1.1862e-07 | 1.1859e-07 | -0.12711 | -0.12004 | -0.12004 | -0.12004 | -0.12004 | -0.12004 | -0.12004 | -0.12004 | -0.0029539 | -0.0029539 | -0.0029541 | -0.078416 | -0.078416 | -0.18384 | -0.18384 | -0.35641 | -0.35641 | -0.46603
[5 empty] | PHES Pump | 0 | 0 | 0 | 0 | 0 | 0 | 0 | -1.009e-07 | -1.0091e-07 | -1.0091e-07 | -1.0091e-07 | -1.0091e-07 | -1.0091e-07 | -1.0091e-07 | -1.0091e-07 | -1.0091e-07 | -1.0091e-07 | -1.0091e-07 | -1.0091e-07 | -1.0091e-07 | -1.0091e-07 | -1.0091e-07 | -1.0091e-07 | -1.0092e-07 | -1.0092e-07
[5 empty] | VPP Pump | 0 | 0 | 0 | 0 | 0 | 0 | 0 | 0 | 0 | 0 | 0 | 0 | 0 | 0 | 0 | 0 | 0 | 0 | 0 | 0 | 0 | 0 | 0 | 0 | 0
NEM generation difference by year
Select region | NEM
[5 empty] | Sent-out generation difference (TWh)* | 2026-27 | 2027-28 | 2028-29 | 2029-30 | 2030-31 | 2031-32 | 2032-33 | 2033-34 | 2034-35 | 2035-36 | 2036-37 | 2037-38 | 2038-39 | 2039-40 | 2040-41 | 2041-42 | 2042-43 | 2043-44 | 2044-45 | 2045-46 | 2046-47 | 2047-48 | 2048-49 | 2049-50 | 2050-51
[5 empty] | Black Coal | 0.18396 | 0.26998 | 0.71964 | 1.7426 | 1.7994 | 1.3073 | 1.3916 | 1.5239 | 0.31526 | 1.2268 | 0.40517 | 0.46743 | 3.634 | 3.3451 | 0.78286 | 0.76972 | -1.1793e-06 | -9.472e-07 | -8.1438e-07 | -6.0262e-07 | -5.9051e-07 | -5.6815e-07 | -5.2933e-07 | -5.4745e-07 | -7.2676e-07
[5 empty] | Brown Coal | 0.51856 | 0.25581 | 0.093453 | -0.08112 | -0.38988 | -7.2508e-07 | -7.0051e-07 | -6.9141e-07 | -4.6774e-07 | -1.4763e-07 | -1.1584e-07 | -1.1454e-07 | -1.1675e-07 | -1.1745e-07 | -1.0628e-07 | -1.0181e-07 | -9.8031e-08 | -9.8223e-08 | -9.2995e-08 | -7.9734e-08 | -7.9637e-08 | 0 | 0 | 0 | 0
[5 empty] | CCGT | -0.58098 | -0.24603 | -0.44124 | -0.62278 | -0.35864 | -0.3475 | -0.66064 | -0.71913 | -0.52328 | -0.57893 | -0.47248 | -0.28293 | -0.18217 | -0.035046 | 0.093662 | -0.030465 | -0.024142 | 0.041973 | 0.0024056 | 0.011872 | 0.0053461 | -0.012931 | 0.01362 | 0.006053 | 0.018239
[5 empty] | Gas - Steam | -6.2e-09 | 0.0018286 | -0.0060163 | -0.023517 | -0.089474 | -0.13824 | -0.30381 | -0.12954 | -0.1163 | -0.0052985 | -0.010915 | 0.0093373 | -0.036287 | 0.0075109 | 0.0014985 | 0.0006051 | 0.0058734 | 0.002029 | 0.0012345 | -6.87e-06 | 0.0019557 | 0.0025273 | 0.00046268 | -0.00024923 | 0
[5 empty] | OCGT / Diesel | -0.011631 | 0.00060928 | -0.13804 | -1.1111 | -1.6035 | -1.5142 | -1.4772 | -1.6226 | -1.5988 | -1.0852 | -0.99059 | -1.3956 | -2.4706 | -2.2474 | -1.5085 | -1.4309 | -1.4054 | -1.1381 | -0.58529 | -0.7849 | -1.1889 | -1.5236 | -0.75993 | -1.1593 | -1.0818
[5 empty] | Hydro | -0.062721 | -0.35301 | -0.32222 | 2.0202 | 1.3346 | 1.1074 | -0.19213 | 0.21293 | 1.4265 | 1.2129 | 0.63857 | 1.4736 | 1.6749 | 1.4 | 1.0471 | 1.1542 | 1.3014 | 1.8471 | 1.213 | 1.623 | 1.5407 | 1.6995 | 1.0869 | 1.386 | 1.514
[5 empty] | Hydrogen Turbine | 0 | 0 | 0 | 0 | 0 | 0 | 0 | 0 | 0 | 0 | 0 | 0 | 0 | 0 | 0 | 0 | 0 | 0 | 0 | 0 | 0 | 0 | 0 | 0 | 0
[5 empty] | Wind | -0.00012334 | 0.0021413 | 0.14103 | -1.2568 | -0.50234 | -0.0076408 | 1.2767 | 0.96289 | 0.77087 | -0.095029 | 1.1113 | 0.40775 | -1.6324 | -2.0603 | -0.094134 | -0.3333 | 0.57755 | -0.19802 | -0.43035 | -0.52348 | 0.33738 | 0.62348 | 0.25992 | 0.45375 | 0.28446
[5 empty] | Solar PV | -0.00029479 | 0.0021594 | -0.062379 | -0.16038 | -0.19289 | -0.23123 | -0.22673 | -0.20032 | -0.18114 | -0.61256 | -0.31135 | -0.74463 | -0.63249 | -0.055938 | -0.28 | -0.023556 | -0.21382 | -0.14586 | 0.3938 | 0.019906 | -0.40659 | -0.39473 | -0.32658 | -0.35989 | -0.53615
[5 empty] | Grid Battery | -0.027328 | 0.066884 | 0.046625 | -0.23922 | -0.34758 | -0.21572 | -0.4742 | -0.49081 | -0.51235 | -0.49636 | -0.42388 | -0.38065 | 0.065216 | 0.088728 | -0.31353 | 0.1291 | -0.12317 | 0.14717 | 0.40198 | 0.36599 | -0.23994 | 0.26359 | -0.096375 | -0.22911 | -0.32066
[5 empty] | PHES | -0.0012497 | -0.021855 | -0.036723 | 0.25832 | 0.032866 | 0.19585 | -0.19595 | 0.10798 | -0.02343 | 0.13879 | 0.2033 | 0.037485 | -0.007151 | 0.41293 | 0.22646 | 0.13933 | 0.13888 | 0.36265 | 0.72439 | 0.43726 | 0.33148 | 0.2142 | 0.44258 | 0.39324 | 0.38606
[5 empty] | VPP | 0.0011669 | 0.00090015 | 0.0032584 | 0.0093712 | 0.018051 | 0.027135 | 0.019942 | 0.035534 | 0.034833 | 0.028556 | 0.039506 | 0.060004 | 0.063765 | 0.099225 | 0.1484 | -0.011255 | 0.078682 | 0.18637 | 0.52998 | 0.3417 | 0.2414 | 0.28744 | 0.34464 | 0.43331 | 0.30877
[5 empty] | USE / DSP | 0.0052783 | -2.4835e-08 | -3.2039e-08 | -0.077227 | -0.0023982 | -9.1582e-05 | -0.0090908 | -0.0025679 | -0.018296 | 0.00027249 | -0.0011143 | 0.010573 | -0.014246 | -0.014152 | -0.0038762 | -0.014331 | -0.027274 | -0.0079942 | -0.014538 | -0.025103 | -0.019074 | -0.032216 | -0.016528 | -0.034942 | 0.024803
[5 empty] | Grid Battery Pump | -0.030202 | 0.07775 | 0.051276 | -0.27707 | -0.4117 | -0.25877 | -0.55591 | -0.58749 | -0.59921 | -0.59869 | -0.49738 | -0.45475 | 0.085803 | 0.11217 | -0.3745 | 0.17653 | -0.1314 | 0.18517 | 0.4835 | 0.44185 | -0.28012 | 0.31353 | -0.10889 | -0.2732 | -0.38328
[5 empty] | PHES Pump | -0.0057358 | -0.097421 | -0.069583 | 0.52101 | 0.04085 | 0.33566 | -0.20256 | 0.2119 | 0.027183 | 0.22418 | 0.51382 | -0.075835 | 0.14538 | 0.5974 | 0.22799 | 0.16882 | 0.26319 | 0.57679 | 0.96903 | 0.57488 | 0.47557 | 0.33773 | 0.59493 | 0.50399 | 0.527
[5 empty] | VPP Pump | 0.0013995 | 0.0010724 | 0.0038007 | 0.011348 | 0.021502 | 0.032478 | 0.024707 | 0.041818 | 0.042091 | 0.033759 | 0.047942 | 0.069803 | 0.083242 | 0.11411 | 0.17751 | -0.013647 | 0.094463 | 0.22462 | 0.63452 | 0.4103 | 0.2867 | 0.34796 | 0.41166 | 0.51868 | 0.3718
*Generation shown is sent-out, as is demand.
Non-scheduled generation including Distributed PV is not shown.
North West Tasmania capacity difference by year | [30 empty] | Far North QLD
Select REZ | North West Tasmania | [29 empty] | North Qld Clean Energy Hub
Northern Qld
[5 empty] | Capacity difference (MW) | 2026-27 | 2027-28 | 2028-29 | 2029-30 | 2030-31 | 2031-32 | 2032-33 | 2033-34 | 2034-35 | 2035-36 | 2036-37 | 2037-38 | 2038-39 | 2039-40 | 2040-41 | 2041-42 | 2042-43 | 2043-44 | 2044-45 | 2045-46 | 2046-47 | 2047-48 | 2048-49 | 2049-50 | 2050-51 | Isaac
[5 empty] | Solar PV | 0 | 0 | 0 | -33.7835 | -33.7835 | -33.7835 | -33.7835 | -33.7835 | -33.7835 | -33.7835 | -33.7835 | -33.7835 | -33.7835 | -33.7835 | -33.7835 | -33.7835 | -33.7835 | -33.7835 | -33.7835 | -33.7835 | -33.7835 | -33.7835 | -33.7835 | -33.7835 | -33.7835 | Barcaldine
[5 empty] | Wind | 0 | 0 | 0 | -117.336 | -117.336 | -117.336 | -117.336 | -117.3359 | -117.3358 | -117.3358 | -189.9881 | -272.071 | -228.6868 | -117.0382 | -117.0382 | -117.0382 | -117.0382 | -117.0382 | -117.0382 | -117.0382 | -117.0382 | -117.0382 | -117.0382 | -117.0382 | -117.0382 | Fitzroy
[5 empty] | Offshore wind | 0 | 0 | 0 | 0 | 0 | 0 | 0 | 0 | 0 | 0 | 0 | 0 | 0 | 0 | 0 | 0 | 0 | 0 | 0 | 0 | 0 | 0 | 0 | 0 | 0 | Wide Bay
Darling Downs
Banana
North West NSW
New England
Central-West Orana
Broken Hill
South West NSW
Wagga Wagga
Tumut
Cooma-Monaro
Hunter-Central Coast
North West VIC
North West Tasmania generation difference by year | [30 empty] | Central Highlands VIC
Select REZ | North West Tasmania | [29 empty] | Wimmera Grampians
Wimmera Southern Mallee
[5 empty] | Sent-out generation difference (GWh)* | 2026-27 | 2027-28 | 2028-29 | 2029-30 | 2030-31 | 2031-32 | 2032-33 | 2033-34 | 2034-35 | 2035-36 | 2036-37 | 2037-38 | 2038-39 | 2039-40 | 2040-41 | 2041-42 | 2042-43 | 2043-44 | 2044-45 | 2045-46 | 2046-47 | 2047-48 | 2048-49 | 2049-50 | 2050-51 | South West VIC
[5 empty] | Solar PV | 0 | -1.4879e-05 | -2.1741e-05 | -40.4142 | -48.1668 | -47.0868 | -50.449 | -51.2288 | -50.7323 | -50.7621 | -48.3983 | -45.9895 | -49.8239 | -49.9271 | -45.7622 | -48.7622 | -46.6109 | -45.3981 | -48.9129 | -45.4565 | -42.7536 | -47.624 | -46.4914 | -41.4278 | -49.5814 | Gippsland Onshore
[5 empty] | Wind | 2e-05 | 0.0006731 | -0.021785 | -81.984 | 667.6971 | 1314.0741 | 1475.2497 | 1869.4486 | 2105.4876 | 2626.6584 | 2735.0576 | 2604.1403 | 2850.4614 | 2707.719 | 3067.3708 | 2753.4276 | 2928.7971 | 2850.5731 | 3106.6711 | 3100.1509 | 2966.4174 | 2971.7834 | 2710.6695 | 3129.5851 | 2757.0685 | Central North VIC
[5 empty] | Offshore wind | 0 | 0 | 0 | 0 | 0 | 0 | 0 | 0 | 0 | 0 | 0 | 0 | 0 | 0 | 0 | 0 | 0 | 0 | 0 | 0 | 0 | 0 | 0 | 0 | 0 | South East SA
Riverland
Mid-North SA
Yorke Peninsula
Northern SA
Leigh Creek
Roxby Downs
Eastern Eyre Peninsula
Western Eyre Peninsula
North East Tasmania
North West Tasmania
Central Highlands
Hunter Coast
Illawarra Coast
Gippsland Coast
North West Tasmania Coast
Southern Ocean
South East SA Coast

## BaseCase_CF
Annual capacity factor by technology - BaseCase, Step Change Scenario
Non-scheduled generation including Distributed PV is not shown.
Region | Technology | 2026-27 | 2027-28 | 2028-29 | 2029-30 | 2030-31 | 2031-32 | 2032-33 | 2033-34 | 2034-35 | 2035-36 | 2036-37 | 2037-38 | 2038-39 | 2039-40 | 2040-41 | 2041-42 | 2042-43 | 2043-44 | 2044-45 | 2045-46 | 2046-47 | 2047-48 | 2048-49 | 2049-50 | 2050-51
NEM | Black Coal | 45.73% | 41.06% | 63.28% | 55.75% | 55.77% | 55.52% | 54.21% | 57.87% | 58.53% | 52.43% | 49.41% | 51.85% | 51.32% | 53.33% | 6.487% | - | - | - | - | - | - | - | - | - | -
NEM | Brown Coal | 58.74% | 59.03% | 63.92% | 56.11% | 65.84% | - | - | - | - | - | - | - | - | - | - | - | - | - | - | - | - | - | - | - | -
NEM | CCGT | 18.65% | 11.59% | 28.81% | 33.14% | 32.55% | 28.65% | 34.69% | 35.95% | 33.38% | 29.93% | 31.6% | 38.74% | 36.62% | 35.21% | 37.65% | 31.86% | 35.23% | 35.53% | 32.52% | 35.56% | 40.62% | 35.84% | 39.46% | 37.1% | 49.91%
NEM | Gas - Steam | 4.439% | 3.872% | 6.201% | 8.074% | 10.33% | 9.423% | 14.59% | 8.708% | 11.43% | 6.308% | 6.519% | 9.177% | 8.333% | 56.39% | 58.63% | 57.21% | 60.98% | 57.19% | 53.62% | 54.51% | 58.55% | 52.41% | 52.25% | 52.26% | -
NEM | OCGT / Diesel | 3.645% | 2.254% | 4.581% | 8.045% | 9.487% | 7.98% | 9.598% | 8.601% | 11.6% | 6.483% | 7.638% | 10.35% | 13.68% | 15.81% | 17.24% | 12.8% | 9.548% | 14.95% | 9.674% | 11% | 12.69% | 13.55% | 13.58% | 13.68% | 15.48%
NEM | Hydro | 26.64% | 22.1% | 26.46% | 23.22% | 22.33% | 21.68% | 23.02% | 24.14% | 23.57% | 21.49% | 20.09% | 24.53% | 21.26% | 18.93% | 18.42% | 17.38% | 19.89% | 19.76% | 18.52% | 16.72% | 22.69% | 19.01% | 17.84% | 17.41% | 17.67%
NEM | Hydrogen Turbine | bar: 2026-27 to 2050-51
NEM | Wind | 33.52% | 36.17% | 33.87% | 34.42% | 33.75% | 35.23% | 34.01% | 33.65% | 33.13% | 34.95% | 35.16% | 31.83% | 31.44% | 30.87% | 32.03% | 30.8% | 30.6% | 30.05% | 30.92% | 31.93% | 29.64% | 29.26% | 28.96% | 29.97% | 29.85%
NEM | Solar PV | 25.98% | 24.06% | 22.48% | 22.89% | 23.17% | 23.63% | 23.94% | 23.77% | 22.97% | 24.76% | 24.64% | 21.99% | 22.46% | 22.36% | 22.97% | 22.72% | 22.42% | 21.26% | 21.87% | 22.08% | 20.34% | 20.02% | 19.46% | 19.88% | 20.94%
NEM | Grid Battery | 17.1% | 17.27% | 14.43% | 11.55% | 12.48% | 12.28% | 12.75% | 12.54% | 11.55% | 11.52% | 11.39% | 10.93% | 10.75% | 10.71% | 10.35% | 10.6% | 10.34% | 10.05% | 9.6% | 9.964% | 11.07% | 10.08% | 10.29% | 12.41% | 13.74%
NEM | PHES | 15.23% | 17.27% | 27.9% | 19.22% | 21.96% | 21.84% | 24.89% | 21.98% | 22.55% | 23.28% | 21.25% | 22.44% | 21.97% | 22.05% | 21.23% | 21.65% | 19.87% | 20.28% | 20.92% | 19.41% | 20.95% | 18.71% | 17.53% | 18.1% | 20.86%
NEM | VPP | 11.94% | 13.11% | 10.5% | 6.427% | 7.806% | 8.248% | 8.76% | 8.506% | 8.536% | 8.61% | 8.78% | 8.701% | 8.971% | 9.605% | 9.335% | 9.817% | 9.236% | 9.027% | 9.114% | 9.391% | 9.342% | 9.115% | 9.434% | 9.31% | 9.903%
Region | Technology | 2026-27 | 2027-28 | 2028-29 | 2029-30 | 2030-31 | 2031-32 | 2032-33 | 2033-34 | 2034-35 | 2035-36 | 2036-37 | 2037-38 | 2038-39 | 2039-40 | 2040-41 | 2041-42 | 2042-43 | 2043-44 | 2044-45 | 2045-46 | 2046-47 | 2047-48 | 2048-49 | 2049-50 | 2050-51
NSW1 | Black Coal | 41.01% | 35.3% | 60.52% | 53.35% | 55.27% | 56.81% | 53.81% | 58.63% | 55.37% | 51.01% | 43.56% | 50.4% | 58.43% | 52.63% | - | - | - | - | - | - | - | - | - | - | -
NSW1 | Brown Coal | bar: 2026-27 to 2050-51
NSW1 | CCGT | 39.17% | 23.5% | 40.86% | 47.56% | 41.08% | 34.39% | 45.47% | 48.94% | 39.14% | 42.03% | 40.45% | 43.13% | 42.62% | 40.93% | 44.88% | 39.09% | 39.95% | 50.14% | 50.36% | 48.25% | 52.06% | 43.5% | 50.45% | 48.12% | 49.91%
NSW1 | Gas - Steam | bar: 2026-27 to 2050-51
NSW1 | OCGT / Diesel | 7.311% | 7.555% | 10.6% | 16.42% | 16.64% | 16.49% | 16.01% | 14.73% | 18.8% | 11.06% | 13.52% | 13.19% | 19.85% | 19.15% | 21.85% | 14.12% | 11.77% | 19.05% | 13.13% | 15.08% | 18.16% | 22.13% | 20.06% | 22.53% | 22.7%
NSW1 | Hydro | 14.07% | 12.15% | 17.45% | 13.95% | 11.97% | 11.74% | 11.95% | 13.26% | 14.12% | 12.53% | 9.813% | 16.29% | 12.77% | 10.66% | 10.62% | 9.17% | 11.78% | 12.36% | 11.47% | 8.758% | 15.78% | 11.52% | 9.875% | 9.956% | 9.508%
NSW1 | Hydrogen Turbine | bar: 2026-27 to 2050-51
NSW1 | Wind | 33.61% | 36.49% | 34.78% | 34.12% | 33.04% | 32.86% | 33.57% | 33.51% | 32.99% | 35.1% | 34.87% | 34.63% | 31.47% | 32.09% | 31.97% | 31.99% | 30.94% | 29.39% | 31.4% | 31.4% | 30.96% | 28.69% | 29% | 28.88% | 30.12%
NSW1 | Solar PV | 24.83% | 22.65% | 23.36% | 20.77% | 21.22% | 21.37% | 22.13% | 22.37% | 21.99% | 24.36% | 24.05% | 21.53% | 21.74% | 22.33% | 23.27% | 22.74% | 22.64% | 21.49% | 23.05% | 22.99% | 20.09% | 19.59% | 20.19% | 20% | 21.12%
NSW1 | Grid Battery | 20.09% | 18.56% | 17.26% | 16.37% | 17.34% | 16.82% | 17.33% | 17.59% | 16.9% | 17.74% | 17.33% | 16.21% | 15.82% | 15.48% | 15.41% | 15.08% | 14.71% | 14.08% | 13.65% | 14% | 14.24% | 12.87% | 13.58% | 14.13% | 14.43%
NSW1 | PHES | 15.17% | 17.59% | 72.22% | 20.97% | 23.99% | 24.05% | 27.25% | 24.05% | 25.3% | 26.14% | 23.54% | 24.13% | 23.31% | 25.07% | 23.1% | 25.49% | 21.99% | 23.47% | 25.3% | 24.13% | 24.32% | 21.48% | 22.55% | 21.37% | 24.4%
NSW1 | VPP | 12.26% | 12.32% | 10.11% | 6.739% | 7.999% | 8.469% | 8.864% | 8.725% | 8.851% | 9.354% | 9.455% | 9.364% | 9.438% | 10.21% | 10.14% | 10.39% | 9.88% | 9.528% | 9.964% | 10.16% | 10.15% | 9.676% | 10.21% | 10.07% | 10.37%
Region | Technology | 2026-27 | 2027-28 | 2028-29 | 2029-30 | 2030-31 | 2031-32 | 2032-33 | 2033-34 | 2034-35 | 2035-36 | 2036-37 | 2037-38 | 2038-39 | 2039-40 | 2040-41 | 2041-42 | 2042-43 | 2043-44 | 2044-45 | 2045-46 | 2046-47 | 2047-48 | 2048-49 | 2049-50 | 2050-51
QLD1 | Black Coal | 50.56% | 46.96% | 65.41% | 57.03% | 56.04% | 54.82% | 54.42% | 57.57% | 60.19% | 53.3% | 53.19% | 53.08% | 50.38% | 53.42% | 6.487% | - | - | - | - | - | - | - | - | - | -
QLD1 | Brown Coal | bar: 2026-27 to 2050-51
QLD1 | CCGT | 9.43% | 5.816% | 23.66% | 29.15% | 30.15% | 27.39% | 33.25% | 33.15% | 33.21% | 28.47% | 32.47% | 42.43% | 38.88% | 37.71% | 39.46% | 32.55% | 38.48% | 37.32% | 32.58% | 41.77% | 63.72% | 61.3% | 62.17% | 57.03% | -
QLD1 | Gas - Steam | 72.65% | 64.37% | 72.2% | 71.16% | 70.53% | 66.43% | 67.19% | 67.74% | 67.48% | 59.7% | 61.28% | 66.12% | 60.52% | 56.39% | 58.63% | 57.21% | 60.98% | 57.19% | 53.62% | 54.51% | 58.55% | 52.41% | 52.25% | 52.26% | -
QLD1 | OCGT / Diesel | 2.037e-07% | 2.858e-07% | 0.8605% | 2.458% | 4.578% | 2.639% | 3.51% | 4.411% | 7.817% | 5.194% | 6.961% | 11.3% | 15.23% | 17.02% | 19.77% | 15.39% | 16.26% | 17.24% | 11.54% | 12.67% | 9.155% | 7.864% | 6.438% | 3.636% | 2.522%
QLD1 | Hydro | 51.45% | 50.93% | 51.68% | 51.07% | 50.15% | 49.92% | 49.38% | 51.19% | 49.94% | 50.18% | 50.02% | 15.6% | 14.52% | 11.11% | 13.92% | 9.768% | 0.02947% | 2.506e-08% | 2.737e-08% | 2.486e-08% | 2.523e-08% | 2.462e-08% | 0.04211% | 2.918e-08% | 6.501e-08%
QLD1 | Hydrogen Turbine | bar: 2026-27 to 2050-51
QLD1 | Wind | 32.94% | 40.04% | 34.99% | 32.98% | 34.2% | 34.89% | 36.33% | 33.29% | 34.66% | 35.95% | 38.25% | 32.33% | 31.77% | 32.45% | 31.88% | 32.51% | 30.99% | 30.92% | 29.76% | 31.99% | 27.92% | 27.45% | 28.32% | 27.74% | 29.88%
QLD1 | Solar PV | 26.27% | 24.99% | 22.62% | 26.33% | 26.45% | 27.77% | 27.27% | 26.46% | 26.35% | 27.69% | 27.28% | 22.79% | 23.71% | 23.05% | 23.37% | 23.5% | 22.86% | 21.93% | 21.46% | 21.61% | 20.69% | 20.43% | 18.72% | 19.81% | 21.26%
QLD1 | Grid Battery | 17.07% | 17.22% | 14.42% | 12.75% | 13.53% | 13.7% | 13.91% | 13.55% | 12.59% | 12.29% | 12.1% | 11.84% | 12.16% | 12.18% | 12.06% | 12.49% | 12.36% | 12.18% | 11.48% | 11.94% | 14.73% | 14.03% | 13.28% | 16.34% | 18.55%
QLD1 | PHES | 15.25% | 17.18% | 14.92% | 12.62% | 14.29% | 13.53% | 16.01% | 14.18% | 12.2% | 20.14% | 18.74% | 20.59% | 20.49% | 18.75% | 19.19% | 17.44% | 17.56% | 16.79% | 16.11% | 14.23% | 17.26% | 15.68% | 12.04% | 14.52% | 16.99%
QLD1 | VPP | 13% | 14.54% | 11.37% | 7.021% | 8.735% | 9.489% | 9.961% | 9.943% | 9.406% | 9.323% | 9.426% | 9.42% | 10% | 10.32% | 10.4% | 10.45% | 10.24% | 10.11% | 10.15% | 10.16% | 10.18% | 10.49% | 10.19% | 10.34% | 10.64%
Region | Technology | 2026-27 | 2027-28 | 2028-29 | 2029-30 | 2030-31 | 2031-32 | 2032-33 | 2033-34 | 2034-35 | 2035-36 | 2036-37 | 2037-38 | 2038-39 | 2039-40 | 2040-41 | 2041-42 | 2042-43 | 2043-44 | 2044-45 | 2045-46 | 2046-47 | 2047-48 | 2048-49 | 2049-50 | 2050-51
VIC1 | Black Coal | bar: 2026-27 to 2050-51
VIC1 | Brown Coal | 58.74% | 59.03% | 63.92% | 56.11% | 65.84% | - | - | - | - | - | - | - | - | - | - | - | - | - | - | - | - | - | - | - | -
VIC1 | CCGT | bar: 2026-27 to 2050-51
VIC1 | Gas - Steam | 0.07334% | 1.201e-07% | 1.977% | 4.036% | 6.477% | 5.774% | 11.23% | 4.93% | 7.845% | 2.891% | 3.015% | 5.533% | 4.993% | - | - | - | - | - | - | - | - | - | - | - | -
VIC1 | OCGT / Diesel | 0.03999% | 0.002585% | 1.571% | 4.753% | 7.26% | 4.015% | 7.957% | 3.625% | 6.179% | 3.266% | 3.299% | 6.86% | 6.153% | 11.64% | 10.52% | 10.6% | 4.257% | 9.937% | 6.165% | 7.147% | 10.44% | 9.197% | 14.91% | 14.11% | 17.3%
VIC1 | Hydro | 16.32% | 13.72% | 20.51% | 17.17% | 14.78% | 14.83% | 13.54% | 16.57% | 17.06% | 16.18% | 13.58% | 20.4% | 17.09% | 14.75% | 14.79% | 13.47% | 16.46% | 17.02% | 16.12% | 13.6% | 20.38% | 17.08% | 14.77% | 14.78% | 13.44%
VIC1 | Hydrogen Turbine | bar: 2026-27 to 2050-51
VIC1 | Wind | 32.16% | 33.82% | 31.66% | 35.47% | 33.99% | 37.4% | 33.84% | 34.77% | 33.2% | 35.12% | 34.46% | 30.9% | 31.74% | 29.89% | 32.57% | 29.67% | 30.47% | 30.44% | 31.47% | 32.47% | 30.26% | 30.96% | 29.58% | 32.44% | 30.13%
VIC1 | Solar PV | 30.54% | 24.35% | 21.25% | 23.96% | 24.29% | 24.39% | 24.81% | 24.51% | 21.52% | 22.75% | 23.1% | 21.77% | 22.15% | 21.65% | 22.01% | 22.31% | 22.1% | 21.7% | 22.95% | 23.33% | 21.6% | 22.03% | 21.9% | 21.92% | 21.97%
VIC1 | Grid Battery | 16.83% | 17.12% | 12.87% | 8.365% | 9.397% | 9.042% | 9.675% | 8.969% | 7.987% | 7.688% | 7.803% | 7.575% | 7.188% | 7.246% | 6.761% | 6.914% | 6.715% | 6.291% | 5.922% | 6.279% | 6.379% | 5.538% | 5.897% | 7.235% | 7.458%
VIC1 | PHES | bar: 2026-27 to 2050-51
VIC1 | VPP | 13.32% | 13.01% | 10.06% | 5.211% | 6.672% | 7.147% | 7.84% | 7.37% | 7.63% | 7.482% | 7.864% | 7.703% | 7.94% | 8.641% | 8.045% | 9.057% | 8.105% | 7.682% | 7.631% | 8.21% | 7.988% | 7.573% | 8.095% | 7.868% | 9.03%
Region | Technology | 2026-27 | 2027-28 | 2028-29 | 2029-30 | 2030-31 | 2031-32 | 2032-33 | 2033-34 | 2034-35 | 2035-36 | 2036-37 | 2037-38 | 2038-39 | 2039-40 | 2040-41 | 2041-42 | 2042-43 | 2043-44 | 2044-45 | 2045-46 | 2046-47 | 2047-48 | 2048-49 | 2049-50 | 2050-51
SA1 | Black Coal | bar: 2026-27 to 2050-51
SA1 | Brown Coal | bar: 2026-27 to 2050-51
SA1 | CCGT | 21.31% | 14.29% | 37.14% | 35.99% | 39.5% | 34.89% | 36.07% | 38.57% | 38.16% | 27.49% | 28.41% | - | - | - | - | - | - | - | - | - | - | - | - | - | -
SA1 | Gas - Steam | bar: 2026-27 to 2050-51
SA1 | OCGT / Diesel | 7.922% | 0.1808% | 4.944% | 9.831% | 11.07% | 10.49% | 16.1% | 14.48% | 14.48% | 8.736% | 8.624% | 10.83% | 13.92% | 14.94% | 13.16% | 13.36% | 11.78% | 15.37% | 5.384% | 5.881% | 9.291% | 9.899% | 10.3% | 10.79% | 13.17%
SA1 | Hydro | bar: 2026-27 to 2050-51
SA1 | Hydrogen Turbine | bar: 2026-27 to 2050-51
SA1 | Wind | 36.16% | 36% | 35.14% | 35.49% | 35.49% | 37.78% | 35.02% | 35.84% | 33.96% | 39.37% | 39.57% | 34.08% | 35.34% | 34.95% | 37.16% | 33.74% | 35.14% | 32.59% | 35.73% | 36.29% | 32.81% | 33.29% | 32.74% | 34.56% | 32.2%
SA1 | Solar PV | 24.19% | 21.56% | 20.89% | 22.58% | 21.94% | 22.12% | 21.96% | 21.7% | 21.91% | 22.82% | 23.87% | 21.37% | 21.36% | 21.04% | 21.66% | 19.42% | 19.55% | 16.93% | 16.62% | 17.97% | 17.36% | 16.17% | 15.74% | 16.27% | 16.39%
SA1 | Grid Battery | 11.03% | 14.91% | 12.45% | 9.818% | 10.61% | 10.43% | 10.81% | 10.17% | 9.883% | 9.338% | 9.162% | 8.964% | 9.01% | 9.204% | 8.199% | 8.934% | 8.361% | 8.838% | 8.438% | 9.015% | 9.517% | 8.466% | 8.777% | 8.284% | 9.756%
SA1 | PHES | bar: 2026-27 to 2050-51
SA1 | VPP | 10.17% | 13.8% | 11.18% | 6.964% | 8.189% | 8.174% | 8.725% | 8.125% | 8.373% | 7.888% | 7.939% | 7.92% | 8.214% | 8.911% | 7.986% | 8.861% | 8.07% | 8.657% | 8.007% | 8.455% | 8.671% | 8.393% | 8.915% | 8.465% | 9.316%
Region | Technology | 2026-27 | 2027-28 | 2028-29 | 2029-30 | 2030-31 | 2031-32 | 2032-33 | 2033-34 | 2034-35 | 2035-36 | 2036-37 | 2037-38 | 2038-39 | 2039-40 | 2040-41 | 2041-42 | 2042-43 | 2043-44 | 2044-45 | 2045-46 | 2046-47 | 2047-48 | 2048-49 | 2049-50 | 2050-51
TAS1 | Black Coal | bar: 2026-27 to 2050-51
TAS1 | Brown Coal | bar: 2026-27 to 2050-51
TAS1 | CCGT | 0% | 5.337e-07% | 5.364e-07% | 4.906e-07% | 7.584e-07% | 8.433e-07% | 9.475e-07% | 1.019e-06% | 1.083e-06% | 1.148e-06% | 1.2e-06% | 1.266e-06% | 1.329e-06% | 1.368e-06% | 1.45e-06% | 1.514e-06% | 1.595e-06% | 1.638e-06% | 1.722e-06% | 1.82e-06% | 1.911e-06% | 2.026e-06% | 2.364e-06% | 2.332e-06% | -
TAS1 | Gas - Steam | bar: 2026-27 to 2050-51
TAS1 | OCGT / Diesel | 6.801e-07% | 8.319e-07% | 8.547e-07% | 0.001031% | 1.077e-06% | 1.115e-06% | 0.0143% | 1.229e-06% | 1.198e-06% | 0.013% | 1.426e-06% | 0.04021% | 0.007882% | 1.631e-06% | 3.886e-06% | 0.02695% | 4.234e-06% | 0.06799% | 4.516e-06% | 0.01857% | 4.996e-06% | 0.02685% | 0.4937% | 0.068% | -
TAS1 | Hydro | 48.01% | 38.63% | 39.92% | 36.9% | 38.55% | 36.79% | 41.94% | 40.99% | 37.95% | 34.08% | 35.12% | 37.65% | 34.51% | 32.06% | 30.33% | 30.18% | 32.87% | 31.36% | 29.35% | 29.09% | 33.54% | 29.89% | 30.22% | 28.82% | 31.34%
TAS1 | Hydrogen Turbine | bar: 2026-27 to 2050-51
TAS1 | Wind | 35.43% | 37.77% | 34.94% | 33.42% | 30.63% | 30.67% | 27.72% | 26.72% | 26.93% | 25.27% | 24.78% | 22.83% | 22.47% | 21.69% | 22.61% | 21.54% | 21.71% | 23.02% | 23.18% | 23.89% | 22.96% | 23.1% | 21.75% | 22.73% | 22.19%
TAS1 | Solar PV | - | - | 20.14% | 19.48% | 20.22% | 19.78% | 20.85% | 20.5% | 20.31% | 20.69% | 20.5% | 20.06% | 19.91% | 20.32% | 19.82% | 20.64% | 20.19% | 19.96% | 20.7% | 20.41% | 19.67% | 19.65% | 19.97% | 19.48% | 20.27%
TAS1 | Grid Battery | bar: 2026-27 to 2050-51
TAS1 | PHES | bar: 2026-27 to 2050-51
TAS1 | VPP | 1.987% | 6.682% | 5.83% | 3.836% | 4.687% | 4.508% | 4.861% | 5.023% | 5.056% | 6.197% | 6.309% | 6.262% | 6.361% | 7.127% | 7.205% | 7.451% | 7.347% | 7.245% | 7.769% | 7.62% | 7.256% | 7.206% | 7.919% | 7.69% | 7.737%
Explicitly modelled pumping
Region | Technology | 2026-27 | 2027-28 | 2028-29 | 2029-30 | 2030-31 | 2031-32 | 2032-33 | 2033-34 | 2034-35 | 2035-36 | 2036-37 | 2037-38 | 2038-39 | 2039-40 | 2040-41 | 2041-42 | 2042-43 | 2043-44 | 2044-45 | 2045-46 | 2046-47 | 2047-48 | 2048-49 | 2049-50 | 2050-51
NEM | Grid Battery Pump | 19.49% | 19.87% | 16.64% | 13.48% | 14.59% | 14.35% | 14.89% | 14.69% | 13.55% | 13.5% | 13.36% | 12.84% | 12.59% | 12.5% | 12.15% | 12.38% | 12.13% | 11.75% | 11.25% | 11.71% | 13% | 11.86% | 12.09% | 14.6% | 16.17%
NEM | PHES Pump | 23.62% | 27.47% | 35.36% | 24.02% | 29.51% | 28.88% | 32.55% | 29.29% | 29.31% | 30.21% | 28.03% | 29.24% | 28.14% | 27.65% | 27.79% | 27.18% | 25.97% | 25.37% | 26.9% | 25.21% | 26.78% | 23.84% | 22.08% | 22.96% | 26.65%
NEM | VPP Pump | 14.31% | 15.73% | 12.59% | 7.701% | 9.364% | 9.892% | 10.5% | 10.2% | 10.25% | 10.31% | 10.53% | 10.45% | 10.74% | 11.51% | 11.22% | 11.75% | 11.09% | 10.81% | 10.93% | 11.29% | 11.18% | 10.95% | 11.29% | 11.17% | 11.87%
Region | Technology | 2026-27 | 2027-28 | 2028-29 | 2029-30 | 2030-31 | 2031-32 | 2032-33 | 2033-34 | 2034-35 | 2035-36 | 2036-37 | 2037-38 | 2038-39 | 2039-40 | 2040-41 | 2041-42 | 2042-43 | 2043-44 | 2044-45 | 2045-46 | 2046-47 | 2047-48 | 2048-49 | 2049-50 | 2050-51
NSW1 | Grid Battery Pump | 22.42% | 21.05% | 19.65% | 19.01% | 20.18% | 19.54% | 20.12% | 20.59% | 19.81% | 20.78% | 20.32% | 19.04% | 18.47% | 18.03% | 18.04% | 17.52% | 17.18% | 16.4% | 15.91% | 16.38% | 16.53% | 14.99% | 15.71% | 16.29% | 16.67%
NSW1 | PHES Pump | 23.25% | 27.67% | 45.41% | 24.84% | 30.86% | 30.36% | 33.97% | 30.65% | 31.28% | 32.08% | 29.65% | 29.82% | 28.34% | 29.06% | 28.66% | 29.65% | 27.39% | 27.14% | 30.35% | 29.26% | 29.14% | 25.59% | 25.98% | 25.17% | 29.25%
NSW1 | VPP Pump | 14.69% | 14.79% | 12.13% | 8.065% | 9.608% | 10.16% | 10.62% | 10.46% | 10.63% | 11.2% | 11.34% | 11.26% | 11.29% | 12.24% | 12.2% | 12.43% | 11.85% | 11.42% | 11.95% | 12.22% | 12.13% | 11.63% | 12.22% | 12.08% | 12.43%
Region | Technology | 2026-27 | 2027-28 | 2028-29 | 2029-30 | 2030-31 | 2031-32 | 2032-33 | 2033-34 | 2034-35 | 2035-36 | 2036-37 | 2037-38 | 2038-39 | 2039-40 | 2040-41 | 2041-42 | 2042-43 | 2043-44 | 2044-45 | 2045-46 | 2046-47 | 2047-48 | 2048-49 | 2049-50 | 2050-51
QLD1 | Grid Battery Pump | 19.75% | 20.02% | 16.8% | 15% | 15.93% | 16.15% | 16.37% | 15.97% | 14.84% | 14.5% | 14.25% | 14% | 14.3% | 14.34% | 14.23% | 14.77% | 14.62% | 14.39% | 13.58% | 14.13% | 17.56% | 16.65% | 15.9% | 19.61% | 22.21%
QLD1 | PHES Pump | 24.04% | 27.23% | 23.63% | 19.8% | 22.56% | 21.3% | 25.25% | 22.33% | 19.24% | 27.65% | 25.82% | 28.45% | 27.86% | 25.73% | 26.62% | 23.83% | 24.05% | 22.98% | 22.22% | 19.71% | 23.57% | 21.46% | 16.78% | 19.98% | 23.12%
QLD1 | VPP Pump | 15.57% | 17.43% | 13.65% | 8.405% | 10.47% | 11.38% | 11.94% | 11.93% | 11.28% | 11.18% | 11.3% | 11.33% | 11.96% | 12.38% | 12.48% | 12.53% | 12.28% | 12.11% | 12.18% | 12.18% | 12.21% | 12.57% | 12.22% | 12.4% | 12.76%
Region | Technology | 2026-27 | 2027-28 | 2028-29 | 2029-30 | 2030-31 | 2031-32 | 2032-33 | 2033-34 | 2034-35 | 2035-36 | 2036-37 | 2037-38 | 2038-39 | 2039-40 | 2040-41 | 2041-42 | 2042-43 | 2043-44 | 2044-45 | 2045-46 | 2046-47 | 2047-48 | 2048-49 | 2049-50 | 2050-51
VIC1 | Grid Battery Pump | 19.17% | 19.58% | 14.78% | 9.714% | 10.93% | 10.52% | 11.27% | 10.41% | 9.309% | 8.938% | 9.088% | 8.824% | 8.39% | 8.393% | 7.881% | 7.989% | 7.83% | 7.291% | 6.887% | 7.334% | 7.39% | 6.454% | 6.81% | 8.322% | 8.54%
VIC1 | PHES Pump | bar: 2026-27 to 2050-51
VIC1 | VPP Pump | 15.95% | 15.62% | 12.05% | 6.249% | 8.001% | 8.569% | 9.4% | 8.837% | 9.179% | 8.946% | 9.429% | 9.237% | 9.52% | 10.36% | 9.683% | 10.83% | 9.755% | 9.179% | 9.15% | 9.882% | 9.543% | 9.119% | 9.672% | 9.455% | 10.81%
Region | Technology | 2026-27 | 2027-28 | 2028-29 | 2029-30 | 2030-31 | 2031-32 | 2032-33 | 2033-34 | 2034-35 | 2035-36 | 2036-37 | 2037-38 | 2038-39 | 2039-40 | 2040-41 | 2041-42 | 2042-43 | 2043-44 | 2044-45 | 2045-46 | 2046-47 | 2047-48 | 2048-49 | 2049-50 | 2050-51
SA1 | Grid Battery Pump | 13.04% | 17.65% | 14.7% | 11.6% | 12.53% | 12.31% | 12.78% | 11.99% | 11.67% | 11.02% | 10.82% | 10.58% | 10.67% | 10.84% | 9.709% | 10.53% | 9.905% | 10.42% | 9.99% | 10.71% | 11.23% | 10.06% | 10.34% | 9.856% | 11.58%
SA1 | PHES Pump | bar: 2026-27 to 2050-51
SA1 | VPP Pump | 12.17% | 16.57% | 13.4% | 8.364% | 9.806% | 9.799% | 10.48% | 9.723% | 10.04% | 9.458% | 9.519% | 9.496% | 9.877% | 10.66% | 9.604% | 10.6% | 9.697% | 10.36% | 9.601% | 10.17% | 10.37% | 10.09% | 10.66% | 10.17% | 11.15%
Region | Technology | 2026-27 | 2027-28 | 2028-29 | 2029-30 | 2030-31 | 2031-32 | 2032-33 | 2033-34 | 2034-35 | 2035-36 | 2036-37 | 2037-38 | 2038-39 | 2039-40 | 2040-41 | 2041-42 | 2042-43 | 2043-44 | 2044-45 | 2045-46 | 2046-47 | 2047-48 | 2048-49 | 2049-50 | 2050-51
TAS1 | Grid Battery Pump | bar: 2026-27 to 2050-51
TAS1 | PHES Pump | bar: 2026-27 to 2050-51
TAS1 | VPP Pump | 2.37% | 8.033% | 6.977% | 4.6% | 5.62% | 5.406% | 5.829% | 6.023% | 6.063% | 7.43% | 7.567% | 7.507% | 7.628% | 8.545% | 8.641% | 8.934% | 8.811% | 8.685% | 9.315% | 9.139% | 8.698% | 8.64% | 9.495% | 9.222% | 9.277%

## BaseCase_Generation
Annual sent-out generation by technology (GWh) - BaseCase, Step Change Scenario
Non-scheduled generation including Distributed PV is not shown.
Region | Technology | 2026-27 | 2027-28 | 2028-29 | 2029-30 | 2030-31 | 2031-32 | 2032-33 | 2033-34 | 2034-35 | 2035-36 | 2036-37 | 2037-38 | 2038-39 | 2039-40 | 2040-41 | 2041-42 | 2042-43 | 2043-44 | 2044-45 | 2045-46 | 2046-47 | 2047-48 | 2048-49 | 2049-50 | 2050-51
NEM | Black Coal | 65917.1401 | 59184.1173 | 55555.0048 | 22920.9498 | 22930.5475 | 22621.2795 | 22086.0404 | 21346.3077 | 17828.7267 | 14561.7461 | 13206.9061 | 11814.9493 | 7139.723 | 7419.3465 | 422.7543 | 0.0022129 | 0.0012273 | 0.0009867 | 0.00084836 | 0.00062728 | 0.00061524 | 0.00059197 | 0.00055148 | 0.00057033 | 0.00075668
NEM | Brown Coal | 24880.8265 | 22104.6438 | 15818.3766 | 2851.011 | 2196.6375 | 0.00074571 | 0.0007208 | 0.00071121 | 0.00047891 | 0.00015171 | 0.00011939 | 0.00011804 | 0.00012029 | 0.00012103 | 0.00010983 | 0.00010521 | 0.0001012 | 0.0001014 | 9.5995e-05 | 8.2224e-05 | 8.2119e-05 | 0 | 0 | 0 | 0
NEM | CCGT | 5439.6357 | 3379.3787 | 7950.3853 | 9143.0192 | 8982.9241 | 7905.6098 | 9572.3037 | 9920.9167 | 9211.3886 | 8259.0244 | 7653.999 | 7587.6173 | 7173.0756 | 6451.6096 | 6898.0557 | 5837.8243 | 6454.1679 | 5139.9037 | 4704.4212 | 3136.6772 | 2714.9967 | 2395.6009 | 2637.6988 | 2480.0128 | 1639.6124
NEM | Gas - Steam | 206.869 | 180.4393 | 288.9974 | 376.267 | 481.3965 | 439.1386 | 680.0097 | 405.8179 | 532.7659 | 293.9798 | 303.8163 | 427.6775 | 388.3502 | 158.0854 | 164.3588 | 160.3755 | 170.9478 | 160.328 | 150.3135 | 152.8052 | 164.1369 | 146.9081 | 146.4572 | 146.5046 | 0
NEM | OCGT / Diesel | 2483.6149 | 1535.6247 | 3113.1776 | 5749.3306 | 6575.9179 | 5530.9228 | 6419.8561 | 5305.6909 | 7037.8669 | 4393.3074 | 5162.0957 | 8126.4202 | 10745.5964 | 11830.3628 | 12717.7515 | 11913.3313 | 8808.9572 | 15239.2153 | 10062.5851 | 11446.2996 | 14025.7837 | 14274.7334 | 15656.9662 | 15142.1328 | 19059.0253
NEM | Hydro | 17190.8714 | 14258.7136 | 17071.0769 | 14979.9328 | 14404.7221 | 13989.4257 | 14855.6136 | 15575.7504 | 15206.0903 | 13863.133 | 12961.5375 | 15829.0168 | 13715.1084 | 12216.8225 | 11887.0745 | 11216.275 | 12830.2769 | 12749.2712 | 11948.8122 | 10790.9578 | 14637.2248 | 12264.3905 | 11512.4306 | 11233.9824 | 11400.1999
NEM | Hydrogen Turbine | 0 | 0 | 0 | 0 | 0 | 0 | 0 | 0 | 0 | 0 | 0 | 0 | 0 | 0 | 0 | 0 | 0 | 0 | 0 | 0 | 0 | 0 | 0 | 0 | 0
NEM | Wind | 41172.027 | 50680.1393 | 53397.5544 | 79948.2189 | 81867.5865 | 87409.4504 | 86726.5739 | 90854.3306 | 98986.8655 | 107052.3682 | 115015.1237 | 117911.7681 | 120633.3967 | 122310.624 | 125988.2597 | 131974.9796 | 138168.3458 | 135918.7956 | 142025.0856 | 145074.4302 | 141305.0156 | 140115.0357 | 136765.8392 | 137750.1285 | 136282.8864
NEM | Solar PV | 28044.9835 | 37432.7376 | 38030.1985 | 54501.5759 | 55175.3463 | 56246.8977 | 56991.7523 | 56587.8206 | 58132.7106 | 63297.9223 | 63116.4955 | 64540.424 | 65933.4642 | 65636.7254 | 70869.0085 | 71086.1325 | 71928.5837 | 77461.4532 | 79231.9247 | 80303.7603 | 84645.9275 | 83561.5494 | 82102.6042 | 81438.9345 | 83571.0404
NEM | Grid Battery | 12206.77 | 18886.9919 | 17771.5901 | 21976.4249 | 23711.9563 | 23550.0563 | 24451.5369 | 24764.0209 | 23801.3845 | 23740.192 | 23415.544 | 22470.1954 | 21996.4645 | 21912.2231 | 21130.233 | 22034.2789 | 21439.2891 | 20390.5766 | 18965.1405 | 19084.1339 | 21503.6063 | 19151.2507 | 20184.1497 | 15911.8976 | 17233.3216
NEM | PHES | 1414.2616 | 1603.713 | 2590.4257 | 6583.5131 | 7520.985 | 7481.6616 | 8526.8037 | 7529.135 | 7724.3872 | 12047.7392 | 10997.5057 | 11613.6632 | 11368.5583 | 11414.2428 | 10989.3951 | 11203.4678 | 10284.7148 | 10497.8862 | 10827.1176 | 10044.4391 | 10842.373 | 9683.5314 | 9074.2064 | 9369.0755 | 10798.2304
NEM | VPP | 586.6725 | 870.1907 | 919.3214 | 754.1411 | 1148.1038 | 1492.5792 | 1930.3542 | 2257.1419 | 2671.1314 | 3169.2646 | 3813.8403 | 4427.0704 | 5323.5109 | 6581.1178 | 7313.4175 | 8727.7824 | 9281.2481 | 10182.415 | 11475.0243 | 13100.076 | 14350.6028 | 15344.6933 | 17336.1954 | 18598.0798 | 20614.0203
NEM | USE / DSP | 263.5807 | 2.5565e-05 | 3.2957e-05 | 2673.7163 | 2461.5305 | 2436.5168 | 2260.1413 | 2066.7609 | 2353.0571 | 2627.7982 | 2758.2526 | 2670.7239 | 2536.9058 | 2512.1431 | 2505.7629 | 2533.7754 | 2519.5108 | 2668.0882 | 2638.2633 | 2650.3819 | 2752.3723 | 2833.9813 | 2859.8487 | 2864.7443 | 2591.4758
Total |  | 199807.2529 | 210116.69 | 212506.1087 | 222458.1006 | 227457.6541 | 229103.5392 | 234500.9866 | 236613.6942 | 243486.3752 | 253306.4753 | 258405.1166 | 267419.5262 | 266954.1541 | 268443.3032 | 270886.0715 | 276688.2249 | 281886.0434 | 290407.9341 | 292028.6887 | 295783.9619 | 306942.0403 | 299771.6753 | 298276.3969 | 294935.4934 | 303189.8132
Region | Technology | 2026-27 | 2027-28 | 2028-29 | 2029-30 | 2030-31 | 2031-32 | 2032-33 | 2033-34 | 2034-35 | 2035-36 | 2036-37 | 2037-38 | 2038-39 | 2039-40 | 2040-41 | 2041-42 | 2042-43 | 2043-44 | 2044-45 | 2045-46 | 2046-47 | 2047-48 | 2048-49 | 2049-50 | 2050-51
NSW1 | Black Coal | 29926.6026 | 25757.93 | 23204.3742 | 7656.2941 | 7930.6317 | 8152.9081 | 7722.1572 | 6152.6611 | 5810.1417 | 5352.2393 | 4570.5862 | 5288.5464 | 945.6092 | 851.7063 | 0 | 0 | 0 | 0 | 0 | 0 | 0 | 0 | 0 | 0 | 0
NSW1 | Brown Coal | 0 | 0 | 0 | 0 | 0 | 0 | 0 | 0 | 0 | 0 | 0 | 0 | 0 | 0 | 0 | 0 | 0 | 0 | 0 | 0 | 0 | 0 | 0 | 0 | 0
NSW1 | CCGT | 2796.4558 | 1677.5421 | 2917.4498 | 3395.4251 | 2932.9137 | 2455.3102 | 3246.5774 | 3493.743 | 2794.2513 | 3000.4972 | 2887.7894 | 3079.0577 | 3042.5783 | 2922.2899 | 3204.4713 | 2790.8342 | 2851.9873 | 1647.0504 | 1654.4682 | 1585.0947 | 1710.256 | 1428.9771 | 1657.3865 | 1580.7075 | 1639.6113
NSW1 | Gas - Steam | 0 | 0 | 0 | 0 | 0 | 0 | 0 | 0 | 0 | 0 | 0 | 0 | 0 | 0 | 0 | 0 | 0 | 0 | 0 | 0 | 0 | 0 | 0 | 0 | 0
NSW1 | OCGT / Diesel | 1463.2722 | 1512.0604 | 2122.1163 | 3285.7926 | 3330.7036 | 3300.609 | 3204.8958 | 2948.7678 | 3762.5577 | 2212.6487 | 2682.3491 | 3775.3229 | 5683.1716 | 5480.8601 | 6254.8214 | 4363.4153 | 3638.9982 | 7366.5268 | 5036.3318 | 5783.548 | 6966.1918 | 8487.0474 | 7694.8368 | 8638.788 | 10296.7528
NSW1 | Hydro | 3113.1317 | 2688.0312 | 3860.8508 | 3084.6553 | 2648.5175 | 2597.7011 | 2642.5957 | 2933.7526 | 3124.1273 | 2771.1526 | 2170.6343 | 3603.1812 | 2825.6829 | 2358.0558 | 2347.9436 | 2028.2436 | 2606.5858 | 2733.384 | 2537.0021 | 1937.1195 | 3490.4721 | 2547.0142 | 2184.2875 | 2202.0891 | 2103.0123
NSW1 | Hydrogen Turbine | 0 | 0 | 0 | 0 | 0 | 0 | 0 | 0 | 0 | 0 | 0 | 0 | 0 | 0 | 0 | 0 | 0 | 0 | 0 | 0 | 0 | 0 | 0 | 0 | 0
NSW1 | Wind | 8303.469 | 11927.7588 | 13512.7285 | 18830.1892 | 20893.7213 | 21068.0037 | 21526.5348 | 21488.9917 | 21155.2106 | 22506.4562 | 23112.8937 | 27132.1923 | 26973.657 | 27841.3839 | 27662.4295 | 31322.7046 | 35277.2365 | 32452.2295 | 34670.1013 | 35269.5145 | 35549.691 | 33441.8547 | 32808.4834 | 32375.9676 | 33772.5244
NSW1 | Solar PV | 12026.1904 | 14580.9366 | 15103.5864 | 24395.1719 | 24919.7747 | 25102.7136 | 25990.2133 | 26271.6179 | 25821.0361 | 28608.0972 | 28245.5999 | 25301.7651 | 25548.7527 | 26233.7068 | 27348.2368 | 26716.6012 | 26722.6775 | 29211.0879 | 31343.4734 | 31755.1783 | 30786.3122 | 30589.6933 | 31425.3855 | 30088.3477 | 30084.8189
NSW1 | Grid Battery | 4457.6099 | 6252.5731 | 5964.8075 | 7355.8267 | 7790.23 | 7850.7111 | 8088.5818 | 9283.5992 | 8918.9945 | 9364.2932 | 9070.4127 | 8484.771 | 8278.2389 | 8100.2288 | 7976.7178 | 7806.8667 | 7613.6769 | 7226.8431 | 7006.8397 | 7152.4812 | 6589.6013 | 5844.109 | 6045.7531 | 5072.2375 | 5181.0493
NSW1 | PHES | 318.9346 | 369.8123 | 1518.4157 | 5677.2685 | 6494.391 | 6510.1058 | 7376.9493 | 6510.7382 | 6848.1181 | 7075.3442 | 6372.2043 | 6530.613 | 6310.8295 | 6785.1783 | 6252.5952 | 6899.1423 | 5951.0977 | 6353.3815 | 6849.0326 | 6530.4856 | 6582.1487 | 5813.2043 | 6102.7017 | 5784.2078 | 6603.9956
NSW1 | VPP | 228.4723 | 310.228 | 335.9297 | 301.0224 | 442.2018 | 568.5029 | 719.2117 | 843.1705 | 990.529 | 1211.8808 | 1436.8663 | 1657.3438 | 1940.9552 | 2417.8017 | 2745.2461 | 3190.797 | 3425.7242 | 3702.6259 | 4316.3511 | 4872.1422 | 5352.7221 | 5587.0759 | 6426.4274 | 6885.302 | 7370.8699
NSW1 | USE / DSP | 5.8463e-06 | 6.1344e-06 | 7.6935e-06 | 1663.8553 | 1714.4216 | 1666.9548 | 1474.1846 | 1276.6801 | 1535.8166 | 1789.9699 | 1919.247 | 1784.5121 | 1637.3878 | 1543.8764 | 1536.3107 | 1537.2856 | 1535.8284 | 1551.4192 | 1541.3662 | 1537.5947 | 1540.4776 | 1552.7029 | 1540.1025 | 1538.6094 | 1536.1564
Total |  | 62634.1386 | 65076.8726 | 68540.2589 | 75645.5009 | 79097.5069 | 79273.5203 | 81991.9017 | 81203.7221 | 80760.7829 | 83892.5793 | 82468.5828 | 86637.3056 | 83186.8631 | 84535.0881 | 85328.7724 | 86655.8905 | 89623.8125 | 92244.5483 | 94954.9664 | 96423.1587 | 98567.8728 | 95291.6787 | 95885.3644 | 94166.2566 | 98588.7909
Region | Technology | 2026-27 | 2027-28 | 2028-29 | 2029-30 | 2030-31 | 2031-32 | 2032-33 | 2033-34 | 2034-35 | 2035-36 | 2036-37 | 2037-38 | 2038-39 | 2039-40 | 2040-41 | 2041-42 | 2042-43 | 2043-44 | 2044-45 | 2045-46 | 2046-47 | 2047-48 | 2048-49 | 2049-50 | 2050-51
QLD1 | Black Coal | 35990.5375 | 33426.1873 | 32350.6306 | 15264.6557 | 14999.9158 | 14468.3714 | 14363.8832 | 15193.6466 | 12018.585 | 9209.5068 | 8636.3199 | 6526.4029 | 6194.1138 | 6567.6402 | 422.7543 | 0.0022129 | 0.0012273 | 0.0009867 | 0.00084836 | 0.00062728 | 0.00061524 | 0.00059197 | 0.00055148 | 0.00057033 | 0.00075668
QLD1 | Brown Coal | 0 | 0 | 0 | 0 | 0 | 0 | 0 | 0 | 0 | 0 | 0 | 0 | 0 | 0 | 0 | 0 | 0 | 0 | 0 | 0 | 0 | 0 | 0 | 0 | 0
QLD1 | CCGT | 1319.925 | 814.0596 | 3311.7453 | 4079.7775 | 4219.7907 | 3833.4706 | 4654.3264 | 4639.8717 | 4648.6951 | 3984.4619 | 3449.8114 | 4508.5594 | 4130.4972 | 3529.3196 | 3693.5842 | 3046.9899 | 3602.1805 | 3492.8531 | 3049.9529 | 1551.5823 | 1004.7405 | 966.6236 | 980.3121 | 899.3051 | 0.00056323
QLD1 | Gas - Steam | 203.6568 | 180.4393 | 202.3853 | 199.4845 | 197.7102 | 186.2264 | 188.3368 | 189.8848 | 189.1494 | 167.3442 | 171.7783 | 185.3385 | 169.6425 | 158.0854 | 164.3588 | 160.3755 | 170.9478 | 160.328 | 150.3135 | 152.8052 | 164.1369 | 146.9081 | 146.4572 | 146.5046 | 0
QLD1 | OCGT / Diesel | 3.4875e-05 | 4.8925e-05 | 156.1414 | 532.1056 | 991.2039 | 571.2934 | 760.008 | 791.4375 | 1322.348 | 878.6429 | 1177.4612 | 1911.7833 | 2576.6899 | 2904.4656 | 3372.5438 | 2625.4316 | 2773.2858 | 2940.6753 | 2282.7669 | 2507.1596 | 2527.2202 | 2170.998 | 2413.812 | 1197.7947 | 754.438
QLD1 | Hydro | 686.9179 | 679.9076 | 689.9485 | 681.7373 | 669.4786 | 666.3969 | 659.1779 | 683.4266 | 666.7196 | 669.9313 | 667.7809 | 208.3157 | 193.787 | 148.3539 | 185.8334 | 130.4006 | 0.39346 | 3.3452e-07 | 3.6536e-07 | 3.3194e-07 | 3.3684e-07 | 3.2874e-07 | 0.56214 | 3.8957e-07 | 8.6789e-07
QLD1 | Hydrogen Turbine | 0 | 0 | 0 | 0 | 0 | 0 | 0 | 0 | 0 | 0 | 0 | 0 | 0 | 0 | 0 | 0 | 0 | 0 | 0 | 0 | 0 | 0 | 0 | 0 | 0
QLD1 | Wind | 7572.7787 | 9205.678 | 9595.6997 | 18522.311 | 19206.6474 | 19593.5755 | 20404.0183 | 20706.817 | 23809.9959 | 24699.8928 | 29401.2867 | 28076.1611 | 27585.7106 | 29313.1936 | 28804.4666 | 36548.704 | 35203.8666 | 36489.7928 | 36392.0587 | 39113.8434 | 35906.2609 | 35295.0292 | 36045.7144 | 34214.0257 | 36860.4321
QLD1 | Solar PV | 10933.2538 | 12935.313 | 12835.0179 | 16976.5139 | 17051.6775 | 17904.4597 | 17580.6865 | 17059.8481 | 16989.8531 | 18567.0591 | 18426.1297 | 23343.7565 | 24284.5637 | 23613.8703 | 27457.3844 | 27617.9534 | 28554.0745 | 30175.2522 | 29821.76 | 29969.8225 | 36328.3104 | 35685.0671 | 33874.826 | 35316.1013 | 37543.7792
QLD1 | Grid Battery | 3614.6416 | 4687.9713 | 4428.4119 | 6327.7916 | 6715.8044 | 6799.2737 | 6905.96 | 6728.9767 | 6249.8562 | 6099.8249 | 6005.4782 | 5876.4419 | 5930.8028 | 5938.9434 | 5880.6484 | 6817.574 | 6690.5797 | 6592.4787 | 6013.5422 | 5681.0981 | 8833.0009 | 8046.2077 | 8610.7563 | 7292.0219 | 8601.8786
QLD1 | PHES | 1095.327 | 1233.9007 | 1072.0099 | 906.2445 | 1026.5939 | 971.5557 | 1149.8544 | 1018.3967 | 876.269 | 4972.3949 | 4625.3013 | 5083.05 | 5057.7287 | 4629.0643 | 4736.7997 | 4304.3254 | 4333.617 | 4144.5046 | 3978.0847 | 3513.9534 | 4260.2241 | 3870.3269 | 2971.5045 | 3584.8674 | 4194.2346
QLD1 | VPP | 96.725 | 155.7947 | 171.1509 | 159.4717 | 261.0581 | 362.033 | 475.6134 | 587.9195 | 678.5374 | 812.7368 | 984.0301 | 1164.4669 | 1457.1686 | 1752.0161 | 2029.1535 | 2323.6988 | 2583.106 | 2873.6142 | 3233.4905 | 3593.7603 | 3969.4855 | 4495.9799 | 4775.4697 | 5272.0589 | 5650.5914
QLD1 | USE / DSP | 5.6232e-06 | 5.9872e-06 | 7.3058e-06 | 274.596 | 160.4719 | 170.5104 | 179.0255 | 181.0411 | 187.7165 | 205.7539 | 208.2236 | 234.5287 | 234.7977 | 271.0064 | 288.7206 | 292.6521 | 299.5169 | 335.9675 | 347.8654 | 372.5006 | 420.7469 | 455.7034 | 493.298 | 511.0678 | 393.9355
Total |  | 61513.7633 | 63319.2515 | 64813.1414 | 63924.6892 | 65500.3522 | 65527.1669 | 67320.8906 | 67781.2664 | 67637.7251 | 70267.5495 | 73753.6014 | 77118.8049 | 77815.5025 | 78825.959 | 77036.2478 | 83868.1075 | 84211.5695 | 87205.4674 | 85269.8357 | 86456.5259 | 93414.1268 | 91132.8445 | 90312.713 | 88433.748 | 93999.2907
Region | Technology | 2026-27 | 2027-28 | 2028-29 | 2029-30 | 2030-31 | 2031-32 | 2032-33 | 2033-34 | 2034-35 | 2035-36 | 2036-37 | 2037-38 | 2038-39 | 2039-40 | 2040-41 | 2041-42 | 2042-43 | 2043-44 | 2044-45 | 2045-46 | 2046-47 | 2047-48 | 2048-49 | 2049-50 | 2050-51
VIC1 | Black Coal | 0 | 0 | 0 | 0 | 0 | 0 | 0 | 0 | 0 | 0 | 0 | 0 | 0 | 0 | 0 | 0 | 0 | 0 | 0 | 0 | 0 | 0 | 0 | 0 | 0
VIC1 | Brown Coal | 24880.8265 | 22104.6438 | 15818.3766 | 2851.011 | 2196.6375 | 0.00074571 | 0.0007208 | 0.00071121 | 0.00047891 | 0.00015171 | 0.00011939 | 0.00011804 | 0.00012029 | 0.00012103 | 0.00010983 | 0.00010521 | 0.0001012 | 0.0001014 | 9.5995e-05 | 8.2224e-05 | 8.2119e-05 | 0 | 0 | 0 | 0
VIC1 | CCGT | 0 | 0 | 0 | 0 | 0 | 0 | 0 | 0 | 0 | 0 | 0 | 0 | 0 | 0 | 0 | 0 | 0 | 0 | 0 | 0 | 0 | 0 | 0 | 0 | 0
VIC1 | Gas - Steam | 3.2123 | 5.2597e-06 | 86.6121 | 176.7825 | 283.6864 | 252.9122 | 491.6729 | 215.9331 | 343.6165 | 126.6356 | 132.038 | 242.339 | 218.7077 | 0 | 0 | 0 | 0 | 0 | 0 | 0 | 0 | 0 | 0 | 0 | 0
VIC1 | OCGT / Diesel | 6.6567 | 0.43022 | 261.4031 | 791.086 | 1208.3387 | 668.3148 | 1324.3768 | 549.3577 | 936.4442 | 749.806 | 757.3482 | 1671.0036 | 1498.8874 | 2385.7986 | 2157.4743 | 3977.1569 | 1561.7963 | 3826.3465 | 2374.1332 | 2752.0318 | 4020.3133 | 3070.9825 | 4978.2038 | 4710.5324 | 7161.6843
VIC1 | Hydro | 3258.3308 | 2739.0075 | 4095.2137 | 3427.1881 | 2950.8095 | 2960.5928 | 2703.3489 | 3308.3755 | 3406.2709 | 3230.9724 | 2711.3605 | 4073.2635 | 3412.2889 | 2945.2425 | 2952.2493 | 2688.9036 | 3286.8696 | 3397.3533 | 3218.2796 | 2714.5051 | 4069.4744 | 3409.4327 | 2949.586 | 2950.4922 | 2683.0244
VIC1 | Hydrogen Turbine | 0 | 0 | 0 | 0 | 0 | 0 | 0 | 0 | 0 | 0 | 0 | 0 | 0 | 0 | 0 | 0 | 0 | 0 | 0 | 0 | 0 | 0 | 0 | 0 | 0
VIC1 | Wind | 14796.8282 | 16044.6235 | 16409.7881 | 26912.0612 | 26394.8188 | 30679.9024 | 29736.4912 | 33684.5787 | 39235.0687 | 44587.6795 | 46763.9022 | 44458.6338 | 47275.364 | 47145.9973 | 50543.5759 | 46051.1127 | 48976.8576 | 49474.3865 | 51070.3924 | 51078.9006 | 50414.3272 | 51469.1735 | 49172.438 | 52051.9184 | 48192.5216
VIC1 | Solar PV | 3638.2892 | 7603.5812 | 7737.0546 | 9480.2758 | 9612.7088 | 9652.6032 | 9816.5441 | 9698.46 | 11743.158 | 12412.2695 | 12602.0103 | 11874.9704 | 12085.8163 | 11811.1753 | 12006.2646 | 12168.8604 | 12059.2988 | 11837.8866 | 12298.7057 | 12438.4979 | 11600.5658 | 11829.1266 | 11460.7548 | 10707.2801 | 10553.6051
VIC1 | Grid Battery | 3022.5492 | 5628.7981 | 5443.7077 | 6382.524 | 7169.2626 | 6898.8718 | 7381.8024 | 6799.8978 | 6757.245 | 6504.1365 | 6601.1764 | 6407.9928 | 6077.7529 | 6126.6149 | 5717.1012 | 5664.1284 | 5501.1649 | 5043.9723 | 4644.293 | 4868.9552 | 4672.6018 | 4008.1044 | 4267.8241 | 2763.4998 | 2456.7067
VIC1 | PHES | 0 | 0 | 0 | 0 | 0 | 0 | 0 | 0 | 0 | 0 | 0 | 0 | 0 | 0 | 0 | 0 | 0 | 0 | 0 | 0 | 0 | 0 | 0 | 0 | 0
VIC1 | VPP | 133.0617 | 182.6138 | 190.8241 | 144.5757 | 238.8459 | 322.2359 | 437.5872 | 503.1983 | 622.4415 | 727.5156 | 911.4768 | 1056.9424 | 1278.4718 | 1617.4194 | 1728.8905 | 2217.4759 | 2252.2076 | 2405.5373 | 2676.7775 | 3203.7251 | 3446.1504 | 3595.1345 | 4210.9779 | 4467.7909 | 5368.6384
VIC1 | USE / DSP | 5.3779e-06 | 5.7619e-06 | 7.7141e-06 | 594.5715 | 585.6209 | 599.0515 | 600.5992 | 607.5485 | 608.3427 | 621.3768 | 620.4707 | 623.0778 | 622.3408 | 628.1539 | 616.9764 | 617.2874 | 613.4332 | 627.9801 | 636.9638 | 618.0054 | 614.3101 | 616.6199 | 603.8836 | 601.1944 | 598.1785
Total |  | 49739.7545 | 54303.6981 | 50042.98 | 50760.0759 | 50640.7291 | 52034.4852 | 52492.4234 | 55367.3502 | 63652.5881 | 68960.392 | 71099.7832 | 70408.2234 | 72469.6299 | 72660.402 | 75722.5323 | 73384.9254 | 74251.6282 | 76613.4627 | 76919.5452 | 77674.6212 | 78837.743 | 77998.5742 | 77643.6682 | 78252.7082 | 77014.359
Region | Technology | 2026-27 | 2027-28 | 2028-29 | 2029-30 | 2030-31 | 2031-32 | 2032-33 | 2033-34 | 2034-35 | 2035-36 | 2036-37 | 2037-38 | 2038-39 | 2039-40 | 2040-41 | 2041-42 | 2042-43 | 2043-44 | 2044-45 | 2045-46 | 2046-47 | 2047-48 | 2048-49 | 2049-50 | 2050-51
SA1 | Black Coal | 0 | 0 | 0 | 0 | 0 | 0 | 0 | 0 | 0 | 0 | 0 | 0 | 0 | 0 | 0 | 0 | 0 | 0 | 0 | 0 | 0 | 0 | 0 | 0 | 0
SA1 | Brown Coal | 0 | 0 | 0 | 0 | 0 | 0 | 0 | 0 | 0 | 0 | 0 | 0 | 0 | 0 | 0 | 0 | 0 | 0 | 0 | 0 | 0 | 0 | 0 | 0 | 0
SA1 | CCGT | 1323.2549 | 887.777 | 1721.1902 | 1667.8165 | 1830.2196 | 1616.8289 | 1671.3999 | 1787.302 | 1768.4422 | 1274.0653 | 1316.3982 | 0.00013437 | 0.0001336 | 0.00013147 | 0.00013071 | 0.00012933 | 0.00013334 | 0.00014162 | 0.00013521 | 0.00013656 | 0.00014039 | 0.00014155 | 0.00014097 | 0.0001407 | 0.00046902
SA1 | Gas - Steam | 0 | 0 | 0 | 0 | 0 | 0 | 0 | 0 | 0 | 0 | 0 | 0 | 0 | 0 | 0 | 0 | 0 | 0 | 0 | 0 | 0 | 0 | 0 | 0 | 0
SA1 | OCGT / Diesel | 1013.6859 | 23.134 | 573.5169 | 1140.3303 | 1045.6717 | 990.7056 | 1130.3526 | 1016.1279 | 1016.517 | 552.0071 | 544.9373 | 767.6834 | 986.7245 | 1059.2384 | 932.912 | 947.1906 | 834.8769 | 1105.3213 | 369.3531 | 403.4659 | 512.0585 | 545.569 | 567.6052 | 594.6722 | 846.1501
SA1 | Hydro | 0 | 0 | 0 | 0 | 0 | 0 | 0 | 0 | 0 | 0 | 0 | 0 | 0 | 0 | 0 | 0 | 0 | 0 | 0 | 0 | 0 | 0 | 0 | 0 | 0
SA1 | Hydrogen Turbine | 0 | 0 | 0 | 0 | 0 | 0 | 0 | 0 | 0 | 0 | 0 | 0 | 0 | 0 | 0 | 0 | 0 | 0 | 0 | 0 | 0 | 0 | 0 | 0 | 0
SA1 | Wind | 8750.6737 | 9625.6828 | 9395.1711 | 10558.4055 | 10354.773 | 10721.5964 | 9937.6769 | 9756.2783 | 9245.6523 | 9793.9945 | 10118.0989 | 12827.9007 | 13216.9498 | 12352.0431 | 13078.4195 | 12431.8526 | 13047.1819 | 11498.1244 | 14137.4884 | 13681.6178 | 13735.1573 | 14172.7771 | 13338.9984 | 13464.744 | 12546.6737
SA1 | Solar PV | 1447.2501 | 1772.7625 | 1718.0906 | 2976.1706 | 2892.1635 | 2903.3843 | 2883.5093 | 2849.1976 | 2876.7878 | 2995.2618 | 3134.1524 | 3326.542 | 3325.9946 | 3275.5301 | 3371.9579 | 3869.3292 | 3894.5982 | 5547.3842 | 5052.504 | 5434.7494 | 5250.9587 | 4778.6089 | 4651.3145 | 4653.9775 | 4688.2683
SA1 | Grid Battery | 1111.9693 | 2317.6492 | 1934.6627 | 1910.282 | 2036.6588 | 2001.1991 | 2075.192 | 1951.5465 | 1875.2882 | 1771.9368 | 1738.476 | 1700.989 | 1709.6691 | 1746.4352 | 1555.7647 | 1745.7088 | 1633.8664 | 1527.2813 | 1300.4642 | 1381.5981 | 1408.4008 | 1252.828 | 1259.8145 | 784.1366 | 993.685
SA1 | PHES | 0 | 0 | 0 | 0 | 0 | 0 | 0 | 0 | 0 | 0 | 0 | 0 | 0 | 0 | 0 | 0 | 0 | 0 | 0 | 0 | 0 | 0 | 0 | 0 | 0
SA1 | VPP | 127.3741 | 216.2863 | 214.9362 | 142.2637 | 195.434 | 227.2506 | 281.2783 | 302.0618 | 354.6732 | 380.599 | 436.5954 | 495.3799 | 583.0368 | 710.5056 | 712.6133 | 880.134 | 889.9494 | 1055.0862 | 1072.5691 | 1237.6901 | 1378.5255 | 1443.1031 | 1653.4754 | 1686.172 | 1922.2478
SA1 | USE / DSP | 263.5807 | 6.0639e-06 | 8.5143e-06 | 140.6935 | 1.0162 | 8.9406e-06 | 6.332 | 1.4913 | 21.1812 | 10.6767 | 10.3113 | 28.6053 | 42.3795 | 69.1064 | 63.7551 | 86.5502 | 70.7323 | 152.7214 | 112.068 | 122.2811 | 176.8377 | 208.9552 | 222.5645 | 213.8727 | 63.2054
Total |  | 14037.7887 | 14843.2918 | 15557.5676 | 18535.9621 | 18355.9368 | 18460.9649 | 17985.7409 | 17664.0055 | 17158.5418 | 16778.5413 | 17298.9693 | 19147.1003 | 19864.7544 | 19212.8588 | 19715.4225 | 19960.7655 | 20371.2053 | 20885.9189 | 22044.447 | 22261.4025 | 22461.9386 | 22401.8415 | 21693.7726 | 21397.5752 | 21060.2307
Region | Technology | 2026-27 | 2027-28 | 2028-29 | 2029-30 | 2030-31 | 2031-32 | 2032-33 | 2033-34 | 2034-35 | 2035-36 | 2036-37 | 2037-38 | 2038-39 | 2039-40 | 2040-41 | 2041-42 | 2042-43 | 2043-44 | 2044-45 | 2045-46 | 2046-47 | 2047-48 | 2048-49 | 2049-50 | 2050-51
TAS1 | Black Coal | 0 | 0 | 0 | 0 | 0 | 0 | 0 | 0 | 0 | 0 | 0 | 0 | 0 | 0 | 0 | 0 | 0 | 0 | 0 | 0 | 0 | 0 | 0 | 0 | 0
TAS1 | Brown Coal | 0 | 0 | 0 | 0 | 0 | 0 | 0 | 0 | 0 | 0 | 0 | 0 | 0 | 0 | 0 | 0 | 0 | 0 | 0 | 0 | 0 | 0 | 0 | 0 | 0
TAS1 | CCGT | 0 | 9.725e-06 | 9.7732e-06 | 8.9396e-06 | 1.382e-05 | 1.5366e-05 | 1.7264e-05 | 1.857e-05 | 1.9739e-05 | 2.0913e-05 | 2.1874e-05 | 2.3061e-05 | 2.4222e-05 | 2.4922e-05 | 2.6418e-05 | 2.7588e-05 | 2.9065e-05 | 2.985e-05 | 3.1374e-05 | 3.3159e-05 | 3.4822e-05 | 3.6913e-05 | 4.3082e-05 | 4.2484e-05 | 6.5626e-05
TAS1 | Gas - Steam | 0 | 0 | 0 | 0 | 0 | 0 | 0 | 0 | 0 | 0 | 0 | 0 | 0 | 0 | 0 | 0 | 0 | 0 | 0 | 0 | 0 | 0 | 0 | 0 | 0
TAS1 | OCGT / Diesel | 1.0605e-05 | 1.2971e-05 | 1.3328e-05 | 0.016081 | 1.6798e-05 | 1.738e-05 | 0.22294 | 1.9161e-05 | 1.8686e-05 | 0.20266 | 2.2229e-05 | 0.62698 | 0.1229 | 2.5434e-05 | 1.9742e-05 | 0.13694 | 2.1511e-05 | 0.34547 | 2.2946e-05 | 0.094325 | 2.5385e-05 | 0.13644 | 2.5084 | 0.34547 | 3.5348e-05
TAS1 | Hydro | 10132.4911 | 8151.7674 | 8425.0638 | 7786.352 | 8135.9165 | 7764.7349 | 8850.491 | 8650.1956 | 8008.9726 | 7191.0767 | 7411.7618 | 7944.2564 | 7283.3495 | 6765.1703 | 6401.0482 | 6368.7271 | 6936.428 | 6618.5339 | 6193.5304 | 6139.3333 | 7077.2783 | 6307.9435 | 6377.9949 | 6081.4011 | 6614.1632
TAS1 | Hydrogen Turbine | 0 | 0 | 0 | 0 | 0 | 0 | 0 | 0 | 0 | 0 | 0 | 0 | 0 | 0 | 0 | 0 | 0 | 0 | 0 | 0 | 0 | 0 | 0 | 0 | 0
TAS1 | Wind | 1748.2773 | 3876.3962 | 4484.167 | 5125.252 | 5017.626 | 5346.3724 | 5121.8527 | 5217.6649 | 5540.938 | 5464.3452 | 5618.9423 | 5416.8802 | 5581.7153 | 5658.0061 | 5899.3683 | 5620.6057 | 5663.2032 | 6004.2623 | 5755.0447 | 5930.5539 | 5699.5793 | 5736.2013 | 5400.2051 | 5643.4728 | 4910.7346
TAS1 | Solar PV | 0 | 540.1444 | 636.449 | 673.4438 | 699.0217 | 683.737 | 720.799 | 708.697 | 701.8756 | 715.2347 | 708.6033 | 693.39 | 688.337 | 702.4428 | 685.1648 | 713.3884 | 697.9346 | 689.8423 | 715.4816 | 705.5122 | 679.7804 | 679.0534 | 690.3234 | 673.2279 | 700.5689
TAS1 | Grid Battery | 0 | 0.00019469 | 0.0002531 | 0.00063795 | 0.0006474 | 0.00065518 | 0.000655 | 0.00065956 | 0.00066765 | 0.00068204 | 0.00069443 | 0.00071506 | 0.00075908 | 0.00083667 | 0.00090406 | 0.00099534 | 0.0010666 | 0.0011781 | 0.0012732 | 0.0013551 | 0.0014503 | 0.0015817 | 0.0016536 | 0.0018462 | 0.0019634
TAS1 | PHES | 0 | 0 | 5.2037e-05 | 8.9287e-05 | 8.9862e-05 | 9.091e-05 | 9.2473e-05 | 9.4697e-05 | 9.9826e-05 | 0.00010725 | 0.00011321 | 0.00012073 | 0.00012874 | 0.00013698 | 0.00014416 | 0.00015394 | 0.00016268 | 0.00017556 | 0.00018663 | 0.00019758 | 0.00020864 | 0.0002237 | 0.00023676 | 0.00025301 | 0.00026716
TAS1 | VPP | 1.0392 | 5.2679 | 6.4806 | 6.8077 | 10.564 | 12.5568 | 16.6636 | 20.7918 | 24.9503 | 36.5323 | 44.8716 | 52.9375 | 63.8786 | 83.3749 | 97.514 | 115.6767 | 130.2609 | 145.5515 | 175.8361 | 192.7583 | 203.7193 | 223.3999 | 269.845 | 286.756 | 301.6728
TAS1 | USE / DSP | 1.7919e-06 | 1.618e-06 | 1.7292e-06 | 1.2744e-06 | 1.3624e-06 | 1.4569e-06 | 1.5616e-06 | 1.6696e-06 | 1.785e-06 | 0.020789 | 2.0435e-06 | 2.192e-06 | 2.3455e-06 | 2.5017e-06 | 2.6734e-06 | 2.865e-06 | 3.0649e-06 | 3.3054e-06 | 3.519e-06 | 3.7627e-06 | 4.0193e-06 | 4.3081e-06 | 5.5651e-06 | 4.9599e-06 | 5.4341e-06
Total |  | 11881.8077 | 12573.5761 | 13552.1608 | 13591.8724 | 13863.129 | 13807.4019 | 14710.03 | 14597.3501 | 14276.7373 | 13407.4132 | 13784.1799 | 14108.092 | 13617.4042 | 13208.9952 | 13083.0965 | 12818.536 | 13427.828 | 13458.5368 | 12839.8944 | 12968.2536 | 13660.3591 | 12946.7365 | 12740.8787 | 12685.2055 | 12527.1418
Explicitly modelled pumping
Region | Technology | 2026-27 | 2027-28 | 2028-29 | 2029-30 | 2030-31 | 2031-32 | 2032-33 | 2033-34 | 2034-35 | 2035-36 | 2036-37 | 2037-38 | 2038-39 | 2039-40 | 2040-41 | 2041-42 | 2042-43 | 2043-44 | 2044-45 | 2045-46 | 2046-47 | 2047-48 | 2048-49 | 2049-50 | 2050-51
NEM | Grid Battery Pump | 13912.7815 | 21720.9206 | 20487.4965 | 25656.0969 | 27724.0805 | 27528.6788 | 28571.1466 | 28994.0796 | 27912.2434 | 27817.7645 | 27452.2044 | 26390.3313 | 25759.0716 | 25587.3187 | 24788.861 | 25733.4395 | 25155.8275 | 23850.5492 | 22219.1931 | 22420.3021 | 25254.9826 | 22513.1838 | 23716.7973 | 18714.8126 | 20275.4664
NEM | PHES Pump | 3227.2886 | 3753.9446 | 4832.0741 | 9278.0755 | 11398.7054 | 11156.9315 | 12573.1238 | 11314.2049 | 11323.6848 | 16955.6583 | 15733.7855 | 16413.3671 | 15794.2811 | 15521.7041 | 15601.8749 | 15257.9465 | 14579.6332 | 14243.241 | 15100.201 | 14149.7865 | 15032.475 | 13379.906 | 12394.3623 | 12890.9114 | 14959.5747
NEM | VPP Pump | 702.7718 | 1044.3719 | 1102.4759 | 903.5642 | 1377.2588 | 1790.0045 | 2314.1642 | 2705.8992 | 3207.4923 | 3795.5784 | 4572.6079 | 5318.008 | 6376.1204 | 7888.4675 | 8789.655 | 10445.2811 | 11142.9266 | 12194.5201 | 13759.2981 | 15744.6726 | 17175.0385 | 18432.5425 | 20748.948 | 22315.9472 | 24700.23
Region | Technology | 2026-27 | 2027-28 | 2028-29 | 2029-30 | 2030-31 | 2031-32 | 2032-33 | 2033-34 | 2034-35 | 2035-36 | 2036-37 | 2037-38 | 2038-39 | 2039-40 | 2040-41 | 2041-42 | 2042-43 | 2043-44 | 2044-45 | 2045-46 | 2046-47 | 2047-48 | 2048-49 | 2049-50 | 2050-51
NSW1 | Grid Battery Pump | 4974.2218 | 7091.6549 | 6791.2397 | 8540.6952 | 9067.0881 | 9124.5193 | 9392.7073 | 10866.3964 | 10457.2077 | 10966.6668 | 10636.9504 | 9964.965 | 9666.1261 | 9439.0719 | 9341.3847 | 9068.9416 | 8892.3091 | 8415.7864 | 8167.3194 | 8369.7816 | 7650.7949 | 6806.0223 | 6991.9521 | 5847.7129 | 5983.3785
NSW1 | PHES Pump | 1710.9984 | 2036.2115 | 3341.5704 | 8029.1503 | 9975.7934 | 9813.4821 | 10980.4275 | 9905.9776 | 10110.2749 | 10371.1676 | 9585.2233 | 9640.5456 | 9159.8325 | 9394.6398 | 9264.3835 | 9583.7354 | 8853.2374 | 8771.6164 | 9809.6372 | 9458.0315 | 9420.7016 | 8270.606 | 8399.1835 | 8134.9082 | 9455.9067
NSW1 | VPP Pump | 273.699 | 372.3222 | 403.1455 | 360.2591 | 531.1384 | 681.7836 | 861.4639 | 1011.0169 | 1189.7693 | 1450.9507 | 1722.8571 | 1993.0144 | 2322.153 | 2898.461 | 3301.0779 | 3816.5883 | 4108.2198 | 4439.0387 | 5175.4684 | 5859.3596 | 6400.8026 | 6714.4559 | 7690.3098 | 8255.7378 | 8837.9834
Region | Technology | 2026-27 | 2027-28 | 2028-29 | 2029-30 | 2030-31 | 2031-32 | 2032-33 | 2033-34 | 2034-35 | 2035-36 | 2036-37 | 2037-38 | 2038-39 | 2039-40 | 2040-41 | 2041-42 | 2042-43 | 2043-44 | 2044-45 | 2045-46 | 2046-47 | 2047-48 | 2048-49 | 2049-50 | 2050-51
QLD1 | Grid Battery Pump | 4181.202 | 5448.3571 | 5161.9152 | 7447.6728 | 7910.6921 | 8018.6238 | 8126.6485 | 7930.8772 | 7365.1829 | 7197.8979 | 7074.3233 | 6952.618 | 6974.7387 | 6995.1393 | 6941.4986 | 8061.5905 | 7912.7584 | 7789.456 | 7111.4923 | 6722.3382 | 10529.5823 | 9547.6159 | 10311.3679 | 8755.4091 | 10299.8366
QLD1 | PHES Pump | 1516.2902 | 1717.733 | 1490.5036 | 1248.9251 | 1422.9119 | 1343.4492 | 1592.6963 | 1408.2271 | 1213.4098 | 6584.4906 | 6148.5621 | 6772.8214 | 6634.4484 | 6127.0641 | 6337.4912 | 5674.2109 | 5726.3956 | 5471.6243 | 5290.5636 | 4691.7548 | 5611.7731 | 5109.2997 | 3995.1784 | 4756.0028 | 5503.6677
QLD1 | VPP Pump | 115.8833 | 186.8095 | 205.5229 | 190.9139 | 313.036 | 434.3677 | 570.0259 | 705.1222 | 813.6712 | 974.6443 | 1179.5349 | 1400.1786 | 1743.3499 | 2100.7192 | 2433.7203 | 2786.2102 | 3098.1519 | 3444.1894 | 3877.3743 | 4309.3671 | 4764.2356 | 5385.6899 | 5726.7932 | 6321.8966 | 6774.0146
Region | Technology | 2026-27 | 2027-28 | 2028-29 | 2029-30 | 2030-31 | 2031-32 | 2032-33 | 2033-34 | 2034-35 | 2035-36 | 2036-37 | 2037-38 | 2038-39 | 2039-40 | 2040-41 | 2041-42 | 2042-43 | 2043-44 | 2044-45 | 2045-46 | 2046-47 | 2047-48 | 2048-49 | 2049-50 | 2050-51
VIC1 | Grid Battery Pump | 3442.7762 | 6438.5069 | 6249.7477 | 7411.6493 | 8340.9636 | 8023.4064 | 8597.9267 | 7895.3535 | 7875.6293 | 7561.2733 | 7688.5625 | 7464.6831 | 7094.3162 | 7096.5367 | 6663.7448 | 6544.756 | 6415.1436 | 5845.1894 | 5400.6672 | 5687.0105 | 5413.1331 | 4671.425 | 4928.5824 | 3178.7168 | 2813.0344
VIC1 | PHES Pump | 0 | 0 | 0 | 0 | 0 | 0 | 0 | 0 | 0 | 0 | 0 | 0 | 0 | 0 | 0 | 0 | 0 | 0 | 0 | 0 | 0 | 0 | 0 | 0 | 0
VIC1 | VPP Pump | 159.4129 | 219.2541 | 228.5322 | 173.3518 | 286.4049 | 386.3852 | 524.6977 | 603.3688 | 748.8602 | 869.8283 | 1092.8953 | 1267.365 | 1532.9656 | 1939.3471 | 2080.8835 | 2651.0245 | 2710.8898 | 2874.0424 | 3209.5576 | 3856.2323 | 4117.3601 | 4328.8086 | 5031.067 | 5368.9758 | 6425.3594
Region | Technology | 2026-27 | 2027-28 | 2028-29 | 2029-30 | 2030-31 | 2031-32 | 2032-33 | 2033-34 | 2034-35 | 2035-36 | 2036-37 | 2037-38 | 2038-39 | 2039-40 | 2040-41 | 2041-42 | 2042-43 | 2043-44 | 2044-45 | 2045-46 | 2046-47 | 2047-48 | 2048-49 | 2049-50 | 2050-51
SA1 | Grid Battery Pump | 1314.5815 | 2742.4014 | 2284.5936 | 2256.0788 | 2405.3359 | 2362.1285 | 2453.8634 | 2301.4517 | 2214.2227 | 2091.9257 | 2052.3674 | 2008.0644 | 2023.8896 | 2056.5698 | 1842.2319 | 2058.1503 | 1935.6151 | 1800.1161 | 1539.7127 | 1641.1701 | 1661.4706 | 1488.1187 | 1484.893 | 932.9715 | 1179.2144
SA1 | PHES Pump | 0 | 0 | 0 | 0 | 0 | 0 | 0 | 0 | 0 | 0 | 0 | 0 | 0 | 0 | 0 | 0 | 0 | 0 | 0 | 0 | 0 | 0 | 0 | 0 | 0
SA1 | VPP Pump | 152.5372 | 259.6531 | 257.5195 | 170.8754 | 234.0112 | 272.4094 | 337.997 | 361.4613 | 425.2733 | 456.3527 | 523.502 | 593.9878 | 701.0513 | 849.9744 | 857.0293 | 1052.7572 | 1069.4501 | 1262.7602 | 1286.065 | 1488.529 | 1648.427 | 1735.711 | 1977.2338 | 2025.4792 | 2301.1764
Region | Technology | 2026-27 | 2027-28 | 2028-29 | 2029-30 | 2030-31 | 2031-32 | 2032-33 | 2033-34 | 2034-35 | 2035-36 | 2036-37 | 2037-38 | 2038-39 | 2039-40 | 2040-41 | 2041-42 | 2042-43 | 2043-44 | 2044-45 | 2045-46 | 2046-47 | 2047-48 | 2048-49 | 2049-50 | 2050-51
TAS1 | Grid Battery Pump | 0 | 0.00023146 | 0.00030075 | 0.00075786 | 0.00076885 | 0.00077812 | 0.00077789 | 0.00078331 | 0.00079291 | 0.00081011 | 0.00082505 | 0.00084959 | 0.00090194 | 0.00099416 | 0.0010742 | 0.0011827 | 0.0012674 | 0.0013997 | 0.0015128 | 0.0016101 | 0.0017232 | 0.0018794 | 0.0019638 | 0.0021947 | 0.0023321
TAS1 | PHES Pump | 0 | 0 | 6.8776e-05 | 0.00011765 | 0.00011824 | 0.00011963 | 0.00012169 | 0.00012462 | 0.00013138 | 0.00014115 | 0.00014901 | 0.00015887 | 0.00016946 | 0.00018026 | 0.00018978 | 0.00020258 | 0.0002141 | 0.00023107 | 0.00024562 | 0.00026004 | 0.00027455 | 0.00029446 | 0.00031033 | 0.00033426 | 0.000351
TAS1 | VPP Pump | 1.2394 | 6.3329 | 7.7559 | 8.164 | 12.6682 | 15.0586 | 19.9798 | 24.9299 | 29.9184 | 43.8024 | 53.8185 | 63.4622 | 76.6006 | 99.9658 | 116.9441 | 138.7009 | 156.215 | 174.4893 | 210.8328 | 231.1846 | 244.2132 | 267.8771 | 323.5441 | 343.8577 | 361.6962

## BaseCase_Capacity
Installed capacity by technology (MW) - BaseCase, Step Change Scenario
Capacity calculated on 1 July. In early study years some wind and solar projects enter later in the financial year and are therefore reflected in the following financial year's capacity.
Non-scheduled generation including Distributed PV is not shown.
Region | Technology | 2026-27 | 2027-28 | 2028-29 | 2029-30 | 2030-31 | 2031-32 | 2032-33 | 2033-34 | 2034-35 | 2035-36 | 2036-37 | 2037-38 | 2038-39 | 2039-40 | 2040-41 | 2041-42 | 2042-43 | 2043-44 | 2044-45 | 2045-46 | 2046-47 | 2047-48 | 2048-49 | 2049-50 | 2050-51
NEM | Black Coal | 16456 | 16456 | 10022.4748 | 4693.6939 | 4693.6938 | 4650.9689 | 4650.9689 | 4210.715 | 3477.4392 | 3170.3074 | 3051.4394 | 2601.4395 | 1588.2881 | 1588.2881 | 744.0001 | 0.00011564 | 0 | 0 | 0 | 0 | 0 | 0 | 0 | 0 | 0
NEM | Brown Coal | 4835 | 4275 | 2824.9999 | 580 | 380.856 | 0 | 0 | 0 | 0 | 0 | 0 | 0 | 0 | 0 | 0 | 0 | 0 | 0 | 0 | 0 | 0 | 0 | 0 | 0 | 0
NEM | CCGT | 3329.9 | 3329.9 | 3149.9 | 3149.9 | 3149.9 | 3149.9 | 3149.9 | 3149.9 | 3149.9 | 3149.9 | 2764.9 | 2235.9 | 2235.9 | 2091.5 | 2091.5 | 2091.5 | 2091.5 | 1651.5 | 1651.5 | 1007 | 763 | 763 | 763 | 763 | 375.0001
NEM | Gas - Steam | 532 | 532 | 532 | 532 | 532 | 532 | 532 | 532 | 532 | 532 | 532 | 532 | 532 | 32 | 32 | 32 | 32 | 32 | 32 | 32 | 32 | 32 | 32 | 32 | 0
NEM | OCGT / Diesel | 7777.959 | 7777.959 | 7758.459 | 8158.459 | 7912.459 | 7912.459 | 7635.599 | 7042.099 | 6925.099 | 7735.8395 | 7715.0395 | 8966.6645 | 8966.6645 | 8543.2745 | 8423.2745 | 10625.6913 | 10531.6913 | 11636.5042 | 11873.6742 | 11873.6742 | 12612.4119 | 12028.4119 | 13156.9162 | 12637.9162 | 14053.275
NEM | Hydro | 7365.42 | 7365.42 | 7365.42 | 7365.42 | 7365.42 | 7365.42 | 7365.42 | 7365.42 | 7365.42 | 7365.42 | 7365.42 | 7365.42 | 7365.42 | 7365.42 | 7365.42 | 7365.42 | 7365.42 | 7365.42 | 7365.42 | 7365.42 | 7365.42 | 7365.42 | 7365.42 | 7365.42 | 7365.42
NEM | Hydrogen Turbine | 0 | 0 | 0 | 0 | 0 | 0 | 0 | 0 | 0 | 0 | 0 | 0 | 0 | 0 | 0 | 0 | 0 | 0 | 0 | 0 | 0 | 0 | 0 | 0 | 0
NEM | Wind | 14022.588 | 15995.9786 | 17999.5338 | 26517.6351 | 27693.5805 | 28323.3159 | 29110.0013 | 30819.0451 | 34110.0179 | 34961.8034 | 37338.6397 | 42286.9538 | 43806.8628 | 45233.4699 | 44902.4333 | 48911.1541 | 51552.5955 | 51638.5724 | 52436.0127 | 51873.7434 | 54420.6749 | 54657.0193 | 53902.2195 | 52477.4298 | 52112.0798
NEM | Solar PV | 12324.098 | 17760.731 | 19315.271 | 27182.443 | 27182.443 | 27176.323 | 27176.323 | 27176.323 | 28886.8184 | 29182.7617 | 29237.6201 | 33505.5395 | 33505.5405 | 33505.5405 | 35226.2938 | 35723.5259 | 36627.0548 | 41592.2793 | 41363.2722 | 41525.871 | 47513.0937 | 47656.1525 | 48168.5384 | 46765.6837 | 45557.7886
NEM | Grid Battery | 8150.83 | 12480.84 | 14054.59 | 21727.5898 | 21697.5897 | 21897.5898 | 21897.5898 | 22537.3409 | 23515.3683 | 23515.3682 | 23465.3683 | 23465.3683 | 23360.3683 | 23360.3684 | 23295.3684 | 23722.1543 | 23672.1543 | 23164.0845 | 22550.7871 | 21863.1871 | 22178.1847 | 21678.184 | 22384.5926 | 14634.5967 | 14316.1105
NEM | PHES | 1060 | 1060 | 1060 | 3910 | 3910 | 3910 | 3910 | 3910.0001 | 3910.0001 | 5908.0001 | 5908.0001 | 5908.0001 | 5908.0001 | 5908.0001 | 5908.0001 | 5908.0001 | 5908.0001 | 5908.0001 | 5908.0001 | 5908.0001 | 5908.0001 | 5908.0001 | 5908.0001 | 5908.0001 | 5908.0001
NEM | VPP | 560.72 | 757.83 | 999.79 | 1339.39 | 1679 | 2065.68 | 2515.66 | 3029.12 | 3572.2801 | 4202.17 | 4958.64 | 5808.51 | 6774.04 | 7821.3199 | 8943.3201 | 10148.97 | 11471.57 | 12877.2099 | 14372.24 | 15924.3999 | 17535.5301 | 19218.1903 | 20977.8501 | 22803.0401 | 23763.4101
Total |  | 76414.5149 | 87791.6586 | 85082.4384 | 105156.5309 | 106196.942 | 106983.6566 | 107943.4621 | 109771.9631 | 115444.3429 | 119723.5703 | 122337.0671 | 132675.7957 | 134043.0844 | 135449.1815 | 136931.6103 | 144528.4158 | 149251.986 | 155865.5703 | 157552.9063 | 157373.2957 | 168328.3154 | 169306.3781 | 172658.5369 | 163387.0866 | 163451.0842
Region | Technology | 2026-27 | 2027-28 | 2028-29 | 2029-30 | 2030-31 | 2031-32 | 2032-33 | 2033-34 | 2034-35 | 2035-36 | 2036-37 | 2037-38 | 2038-39 | 2039-40 | 2040-41 | 2041-42 | 2042-43 | 2043-44 | 2044-45 | 2045-46 | 2046-47 | 2047-48 | 2048-49 | 2049-50 | 2050-51
NSW1 | Black Coal | 8330 | 8330 | 4376.9228 | 1638.1411 | 1638.1411 | 1638.1411 | 1638.1411 | 1197.8872 | 1197.8872 | 1197.8872 | 1197.8872 | 1197.8872 | 184.7359 | 184.7359 | 0 | 0 | 0 | 0 | 0 | 0 | 0 | 0 | 0 | 0 | 0
NSW1 | Brown Coal | 0 | 0 | 0 | 0 | 0 | 0 | 0 | 0 | 0 | 0 | 0 | 0 | 0 | 0 | 0 | 0 | 0 | 0 | 0 | 0 | 0 | 0 | 0 | 0 | 0
NSW1 | CCGT | 815 | 815 | 815 | 815 | 815 | 815 | 815 | 815 | 815 | 815 | 815 | 815 | 815 | 815 | 815 | 815 | 815 | 375 | 375 | 375 | 375 | 375 | 375 | 375 | 375
NSW1 | Gas - Steam | 0 | 0 | 0 | 0 | 0 | 0 | 0 | 0 | 0 | 0 | 0 | 0 | 0 | 0 | 0 | 0 | 0 | 0 | 0 | 0 | 0 | 0 | 0 | 0 | 0
NSW1 | OCGT / Diesel | 2284.799 | 2284.799 | 2284.799 | 2284.799 | 2284.799 | 2284.799 | 2284.799 | 2284.799 | 2284.799 | 2284.799 | 2263.999 | 3267.6931 | 3267.6931 | 3267.6931 | 3267.6931 | 3528.4894 | 3528.4894 | 4414.1028 | 4377.9785 | 4377.9785 | 4377.9785 | 4377.9785 | 4377.9785 | 4377.9785 | 5178.8687
NSW1 | Hydro | 2525 | 2525 | 2525 | 2525 | 2525 | 2525 | 2525 | 2525 | 2525 | 2525 | 2525 | 2525 | 2525 | 2525 | 2525 | 2525 | 2525 | 2525 | 2525 | 2525 | 2525 | 2525 | 2525 | 2525 | 2525
NSW1 | Hydrogen Turbine | 0 | 0 | 0 | 0 | 0 | 0 | 0 | 0 | 0 | 0 | 0 | 0 | 0 | 0 | 0 | 0 | 0 | 0 | 0 | 0 | 0 | 0 | 0 | 0 | 0
NSW1 | Wind | 2819.86 | 3731.86 | 4435.66 | 6299.878 | 7218.878 | 7319.678 | 7319.678 | 7319.678 | 7319.678 | 7319.678 | 7566.5744 | 8944.7627 | 9783.8949 | 9903.3825 | 9877.3866 | 11175.7744 | 13015.272 | 12604.9319 | 12605.6083 | 12821.2302 | 13108.5631 | 13308.5631 | 12912.5631 | 12799.373 | 12799.373
NSW1 | Solar PV | 5529.393 | 7348.233 | 7380.633 | 13406.5584 | 13406.5584 | 13406.5584 | 13406.5584 | 13406.5584 | 13406.5584 | 13406.5584 | 13406.5584 | 13413.3896 | 13413.3904 | 13413.3904 | 13413.4152 | 13413.4152 | 13472.6193 | 15520.4102 | 15520.4102 | 15764.5961 | 17489.3303 | 17821.9891 | 17771.9891 | 17177.7891 | 16261.0511
NSW1 | Grid Battery | 2533.1 | 3846.12 | 3946.12 | 5129.5386 | 5129.5386 | 5329.5386 | 5329.5386 | 6024.6198 | 6024.6198 | 6024.6198 | 5974.6198 | 5974.6198 | 5974.6198 | 5974.6198 | 5909.6198 | 5909.6198 | 5909.6198 | 5859.6198 | 5859.6199 | 5832.0199 | 5282.02 | 5182.0199 | 5081.7001 | 4098.2819 | 4098.2821
NSW1 | PHES | 240 | 240 | 240 | 3090 | 3090 | 3090 | 3090 | 3090.0001 | 3090.0001 | 3090.0001 | 3090.0001 | 3090.0001 | 3090.0001 | 3090.0001 | 3090.0001 | 3090.0001 | 3090.0001 | 3090.0001 | 3090.0001 | 3090.0001 | 3090.0001 | 3090.0001 | 3090.0001 | 3090.0001 | 3090.0001
NSW1 | VPP | 212.7 | 287.34 | 379.27 | 509.93 | 631.04 | 766.26 | 926.27 | 1103.12 | 1277.59 | 1478.99 | 1734.85 | 2020.5201 | 2347.58 | 2703.21 | 3090.03 | 3504.55 | 3958.09 | 4435.9299 | 4945.2001 | 5471.8899 | 6021.6599 | 6591.1802 | 7184.9099 | 7803.1799 | 8115.0002
Total |  | 25289.852 | 29408.352 | 26383.4048 | 35698.8452 | 36738.9551 | 37174.9751 | 37334.9852 | 37766.6625 | 37941.1325 | 38142.5325 | 38574.4888 | 41248.8725 | 41401.9141 | 41877.0317 | 41988.1447 | 43961.8489 | 46314.0906 | 48824.9947 | 49298.817 | 50257.7146 | 52269.5519 | 53271.7309 | 53319.1408 | 52246.6026 | 52442.5753
Region | Technology | 2026-27 | 2027-28 | 2028-29 | 2029-30 | 2030-31 | 2031-32 | 2032-33 | 2033-34 | 2034-35 | 2035-36 | 2036-37 | 2037-38 | 2038-39 | 2039-40 | 2040-41 | 2041-42 | 2042-43 | 2043-44 | 2044-45 | 2045-46 | 2046-47 | 2047-48 | 2048-49 | 2049-50 | 2050-51
QLD1 | Black Coal | 8126 | 8126 | 5645.552 | 3055.5528 | 3055.5527 | 3012.8278 | 3012.8278 | 3012.8278 | 2279.552 | 1972.4202 | 1853.5522 | 1403.5523 | 1403.5523 | 1403.5523 | 744.0001 | 0.00011564 | 0 | 0 | 0 | 0 | 0 | 0 | 0 | 0 | 0
QLD1 | Brown Coal | 0 | 0 | 0 | 0 | 0 | 0 | 0 | 0 | 0 | 0 | 0 | 0 | 0 | 0 | 0 | 0 | 0 | 0 | 0 | 0 | 0 | 0 | 0 | 0 | 0
QLD1 | CCGT | 1597.9 | 1597.9 | 1597.9 | 1597.9 | 1597.9 | 1597.9 | 1597.9 | 1597.9 | 1597.9 | 1597.9 | 1212.9 | 1212.9 | 1212.9 | 1068.5 | 1068.5 | 1068.5 | 1068.5 | 1068.5 | 1068.5 | 424 | 180 | 180 | 180 | 180 | 0.0001036
QLD1 | Gas - Steam | 32 | 32 | 32 | 32 | 32 | 32 | 32 | 32 | 32 | 32 | 32 | 32 | 32 | 32 | 32 | 32 | 32 | 32 | 32 | 32 | 32 | 32 | 32 | 32 | 0
QLD1 | OCGT / Diesel | 1954.5 | 1954.5 | 2071.5 | 2471.5 | 2471.5 | 2471.5 | 2471.5 | 2048 | 1931 | 1931 | 1931 | 1931.0001 | 1931.0001 | 1947.6101 | 1947.6101 | 1947.6101 | 1947.6101 | 1947.6101 | 2258.6613 | 2258.6613 | 3151.399 | 3151.399 | 4279.9033 | 3760.9033 | 3414.9033
QLD1 | Hydro | 152.4 | 152.4 | 152.4 | 152.4 | 152.4 | 152.4 | 152.4 | 152.4 | 152.4 | 152.4 | 152.4 | 152.4 | 152.4 | 152.4 | 152.4 | 152.4 | 152.4 | 152.4 | 152.4 | 152.4 | 152.4 | 152.4 | 152.4 | 152.4 | 152.4
QLD1 | Hydrogen Turbine | 0 | 0 | 0 | 0 | 0 | 0 | 0 | 0 | 0 | 0 | 0 | 0 | 0 | 0 | 0 | 0 | 0 | 0 | 0 | 0 | 0 | 0 | 0 | 0 | 0
QLD1 | Wind | 2624.408 | 2624.408 | 3130.618 | 6410.4647 | 6410.4647 | 6410.4647 | 6410.4647 | 7101.5891 | 7842.6909 | 7842.6909 | 8773.8616 | 9913.451 | 9913.4511 | 10313.4391 | 10313.4393 | 12835.1727 | 12969.807 | 13470.7618 | 13957.2449 | 13957.2449 | 14679.8473 | 14679.8473 | 14530.0475 | 14080.0478 | 14080.0478
QLD1 | Solar PV | 4751.765 | 5909.365 | 6478.165 | 7359.1651 | 7359.1651 | 7359.1651 | 7359.1651 | 7359.1651 | 7359.1651 | 7655.1084 | 7709.9668 | 11692.3943 | 11692.3944 | 11692.3944 | 13413.123 | 13413.123 | 14257.4478 | 15708.9583 | 15860.4311 | 15828.3271 | 20046.5059 | 19936.1059 | 20656.4716 | 20353.2669 | 20154.6699
QLD1 | Grid Battery | 2416.86 | 3106.86 | 3506.86 | 5667.3684 | 5667.3683 | 5667.3684 | 5667.3684 | 5667.3683 | 5667.3684 | 5667.3683 | 5667.3684 | 5667.3684 | 5567.3684 | 5567.3684 | 5567.3684 | 6229.5273 | 6179.5273 | 6179.5273 | 5979.5273 | 5429.5273 | 6844.5247 | 6544.5243 | 7402.0527 | 5095.5459 | 5294.9091
QLD1 | PHES | 820 | 820 | 820 | 820 | 820 | 820 | 820 | 820 | 820 | 2818 | 2818 | 2818 | 2818 | 2818 | 2818 | 2818 | 2818 | 2818 | 2818 | 2818 | 2818 | 2818 | 2818 | 2818 | 2818
QLD1 | VPP | 84.95 | 122.33 | 171.9 | 259.3 | 341.18 | 435.55 | 545.05 | 674.96 | 823.53 | 995.13 | 1191.7 | 1411.11 | 1663.39 | 1937.56 | 2226.8 | 2538.41 | 2879.8699 | 3246.15 | 3635.1001 | 4037.83 | 4453.3701 | 4891.0599 | 5348.5901 | 5818.1001 | 6060.6799
Total |  | 22560.783 | 24445.763 | 23606.895 | 27825.651 | 27907.5308 | 27959.176 | 28068.6761 | 28466.2104 | 28505.6065 | 30664.0179 | 31342.749 | 36234.176 | 36386.4562 | 36932.8244 | 38283.241 | 41034.7432 | 42305.1621 | 44623.9075 | 45761.8646 | 44937.9905 | 52358.0471 | 52385.3365 | 55399.4653 | 52290.264 | 51975.6101
Region | Technology | 2026-27 | 2027-28 | 2028-29 | 2029-30 | 2030-31 | 2031-32 | 2032-33 | 2033-34 | 2034-35 | 2035-36 | 2036-37 | 2037-38 | 2038-39 | 2039-40 | 2040-41 | 2041-42 | 2042-43 | 2043-44 | 2044-45 | 2045-46 | 2046-47 | 2047-48 | 2048-49 | 2049-50 | 2050-51
VIC1 | Black Coal | 0 | 0 | 0 | 0 | 0 | 0 | 0 | 0 | 0 | 0 | 0 | 0 | 0 | 0 | 0 | 0 | 0 | 0 | 0 | 0 | 0 | 0 | 0 | 0 | 0
VIC1 | Brown Coal | 4835 | 4275 | 2824.9999 | 580 | 380.856 | 0 | 0 | 0 | 0 | 0 | 0 | 0 | 0 | 0 | 0 | 0 | 0 | 0 | 0 | 0 | 0 | 0 | 0 | 0 | 0
VIC1 | CCGT | 0 | 0 | 0 | 0 | 0 | 0 | 0 | 0 | 0 | 0 | 0 | 0 | 0 | 0 | 0 | 0 | 0 | 0 | 0 | 0 | 0 | 0 | 0 | 0 | 0
VIC1 | Gas - Steam | 500 | 500 | 500 | 500 | 500 | 500 | 500 | 500 | 500 | 500 | 500 | 500 | 500 | 0 | 0 | 0 | 0 | 0 | 0 | 0 | 0 | 0 | 0 | 0 | 0
VIC1 | OCGT / Diesel | 1900 | 1900 | 1900 | 1900 | 1900 | 1900 | 1900 | 1730 | 1730 | 2620.7405 | 2620.7405 | 2780.7318 | 2780.7318 | 2340.7318 | 2340.7318 | 4282.3523 | 4188.3523 | 4395.886 | 4395.886 | 4395.886 | 4395.886 | 3811.886 | 3811.886 | 3811.886 | 4726.174
VIC1 | Hydro | 2279.02 | 2279.02 | 2279.02 | 2279.02 | 2279.02 | 2279.02 | 2279.02 | 2279.02 | 2279.02 | 2279.02 | 2279.02 | 2279.02 | 2279.02 | 2279.02 | 2279.02 | 2279.02 | 2279.02 | 2279.02 | 2279.02 | 2279.02 | 2279.02 | 2279.02 | 2279.02 | 2279.02 | 2279.02
VIC1 | Hydrogen Turbine | 0 | 0 | 0 | 0 | 0 | 0 | 0 | 0 | 0 | 0 | 0 | 0 | 0 | 0 | 0 | 0 | 0 | 0 | 0 | 0 | 0 | 0 | 0 | 0 | 0
VIC1 | Wind | 5252.76 | 5416.26 | 5916.2599 | 8660.4997 | 8863.7597 | 9363.7597 | 10030.7597 | 11060.6936 | 13490.8792 | 14490.8792 | 15490.8792 | 16423.6792 | 17003.679 | 18003.6791 | 17715.3791 | 17715.3792 | 18350.8663 | 18556.6044 | 18522.6279 | 17957.1367 | 19019.0121 | 18974.5895 | 18974.5895 | 18316.4895 | 18258.8895
VIC1 | Solar PV | 1359.95 | 3564.383 | 4156.923 | 4517.4029 | 4517.4029 | 4517.4029 | 4517.4029 | 4517.4029 | 6227.8983 | 6227.8983 | 6227.8983 | 6227.8983 | 6227.8983 | 6227.8983 | 6227.8983 | 6227.8983 | 6227.8983 | 6227.8983 | 6117.4184 | 6086.3154 | 6130.625 | 6130.625 | 5972.645 | 5575.195 | 5482.635
VIC1 | Grid Battery | 2049.8 | 3753.79 | 4827.54 | 8709.6128 | 8709.6128 | 8709.6128 | 8709.6128 | 8654.2828 | 9657.3101 | 9657.3101 | 9657.3101 | 9657.3101 | 9652.3101 | 9652.3101 | 9652.3101 | 9352.3101 | 9352.3101 | 9152.2401 | 8952.2401 | 8852.2401 | 8362.2401 | 8262.2399 | 8262.2398 | 4360.1679 | 3760.168
VIC1 | PHES | 0 | 0 | 0 | 0 | 0 | 0 | 0 | 0 | 0 | 0 | 0 | 0 | 0 | 0 | 0 | 0 | 0 | 0 | 0 | 0 | 0 | 0 | 0 | 0 | 0
VIC1 | VPP | 114.06 | 160.28 | 216.5 | 316.69 | 408.63 | 514.71 | 637.19 | 779.41 | 931.3 | 1109.92 | 1323.13 | 1566.32 | 1838.15 | 2136.81 | 2453.29 | 2794.92 | 3172.3 | 3574.4799 | 4004.3799 | 4454.77 | 4925.0601 | 5419.1702 | 5938.1101 | 6482.0601 | 6787.1199
Total |  | 18290.59 | 21848.733 | 22621.2429 | 27463.2255 | 27559.2815 | 27784.5055 | 28573.9854 | 29520.8093 | 34816.4076 | 36885.7681 | 38098.9781 | 39434.9594 | 40281.7892 | 40640.4493 | 40668.6293 | 42651.8799 | 43570.7471 | 44186.1287 | 44271.5723 | 44025.3682 | 45111.8432 | 44877.5305 | 45238.4904 | 40824.8184 | 41294.0063
Region | Technology | 2026-27 | 2027-28 | 2028-29 | 2029-30 | 2030-31 | 2031-32 | 2032-33 | 2033-34 | 2034-35 | 2035-36 | 2036-37 | 2037-38 | 2038-39 | 2039-40 | 2040-41 | 2041-42 | 2042-43 | 2043-44 | 2044-45 | 2045-46 | 2046-47 | 2047-48 | 2048-49 | 2049-50 | 2050-51
SA1 | Black Coal | 0 | 0 | 0 | 0 | 0 | 0 | 0 | 0 | 0 | 0 | 0 | 0 | 0 | 0 | 0 | 0 | 0 | 0 | 0 | 0 | 0 | 0 | 0 | 0 | 0
SA1 | Brown Coal | 0 | 0 | 0 | 0 | 0 | 0 | 0 | 0 | 0 | 0 | 0 | 0 | 0 | 0 | 0 | 0 | 0 | 0 | 0 | 0 | 0 | 0 | 0 | 0 | 0
SA1 | CCGT | 709 | 709 | 529 | 529 | 529 | 529 | 529 | 529 | 529 | 529 | 529 | 0 | 0 | 0 | 0 | 0 | 0 | 0 | 0 | 0 | 0 | 0 | 0 | 0 | 0
SA1 | Gas - Steam | 0 | 0 | 0 | 0 | 0 | 0 | 0 | 0 | 0 | 0 | 0 | 0 | 0 | 0 | 0 | 0 | 0 | 0 | 0 | 0 | 0 | 0 | 0 | 0 | 0
SA1 | OCGT / Diesel | 1460.66 | 1460.66 | 1324.16 | 1324.16 | 1078.16 | 1078.16 | 801.3 | 801.3 | 801.3 | 721.3 | 721.3 | 809.2395 | 809.2395 | 809.2395 | 809.2395 | 809.2395 | 809.2395 | 820.9052 | 783.1484 | 783.1484 | 629.1484 | 629.1484 | 629.1484 | 629.1484 | 733.329
SA1 | Hydro | 0 | 0 | 0 | 0 | 0 | 0 | 0 | 0 | 0 | 0 | 0 | 0 | 0 | 0 | 0 | 0 | 0 | 0 | 0 | 0 | 0 | 0 | 0 | 0 | 0
SA1 | Hydrogen Turbine | 0 | 0 | 0 | 0 | 0 | 0 | 0 | 0 | 0 | 0 | 0 | 0 | 0 | 0 | 0 | 0 | 0 | 0 | 0 | 0 | 0 | 0 | 0 | 0 | 0
SA1 | Wind | 2762.21 | 3052.01 | 3052.01 | 3396.2264 | 3330.2264 | 3239.4764 | 3239.4764 | 3107.7764 | 3107.7764 | 2839.8765 | 2918.9604 | 4297.0113 | 4269.9321 | 4034.837 | 4018.0962 | 4206.6956 | 4238.518 | 4028.1422 | 4516.3995 | 4303.9995 | 4779.1203 | 4859.8873 | 4650.8873 | 4447.3873 | 4447.3873
SA1 | Solar PV | 682.99 | 938.75 | 938.75 | 1504.7331 | 1504.7331 | 1498.6131 | 1498.6131 | 1498.6131 | 1498.6131 | 1498.6131 | 1498.6131 | 1777.2738 | 1777.2738 | 1777.2738 | 1777.2738 | 2274.5059 | 2274.5059 | 3740.429 | 3470.429 | 3452.049 | 3452.049 | 3372.849 | 3372.8491 | 3264.8491 | 3264.8491
SA1 | Grid Battery | 1151.07 | 1774.07 | 1774.07 | 2221.07 | 2191.07 | 2191.07 | 2191.07 | 2191.07 | 2166.07 | 2166.07 | 2166.07 | 2166.07 | 2166.07 | 2166.07 | 2166.07 | 2230.697 | 2230.697 | 1972.697 | 1759.3996 | 1749.3996 | 1689.3996 | 1689.3995 | 1638.5995 | 1080.6005 | 1162.7509
SA1 | PHES | 0 | 0 | 0 | 0 | 0 | 0 | 0 | 0 | 0 | 0 | 0 | 0 | 0 | 0 | 0 | 0 | 0 | 0 | 0 | 0 | 0 | 0 | 0 | 0 | 0
SA1 | VPP | 143.04 | 178.88 | 219.43 | 233.21 | 272.42 | 317.36 | 368.02 | 424.38 | 483.53 | 550.83 | 627.77 | 714.05 | 810.29 | 910.19 | 1018.7 | 1133.87 | 1258.92 | 1391.3 | 1529.18 | 1671.14 | 1814.94 | 1962.86 | 2117.26 | 2274.03 | 2355.52
Total |  | 6908.97 | 8113.37 | 7837.42 | 9208.3994 | 8905.6094 | 8853.6794 | 8627.4794 | 8552.1395 | 8586.2895 | 8305.6896 | 8461.7135 | 9763.6446 | 9832.8055 | 9697.6103 | 9789.3795 | 10655.008 | 10811.8804 | 11953.4735 | 12058.5564 | 11959.7365 | 12364.6572 | 12514.1443 | 12408.7443 | 11696.0154 | 11963.8363
Region | Technology | 2026-27 | 2027-28 | 2028-29 | 2029-30 | 2030-31 | 2031-32 | 2032-33 | 2033-34 | 2034-35 | 2035-36 | 2036-37 | 2037-38 | 2038-39 | 2039-40 | 2040-41 | 2041-42 | 2042-43 | 2043-44 | 2044-45 | 2045-46 | 2046-47 | 2047-48 | 2048-49 | 2049-50 | 2050-51
TAS1 | Black Coal | 0 | 0 | 0 | 0 | 0 | 0 | 0 | 0 | 0 | 0 | 0 | 0 | 0 | 0 | 0 | 0 | 0 | 0 | 0 | 0 | 0 | 0 | 0 | 0 | 0
TAS1 | Brown Coal | 0 | 0 | 0 | 0 | 0 | 0 | 0 | 0 | 0 | 0 | 0 | 0 | 0 | 0 | 0 | 0 | 0 | 0 | 0 | 0 | 0 | 0 | 0 | 0 | 0
TAS1 | CCGT | 208 | 208 | 208 | 208 | 208 | 208 | 208 | 208 | 208 | 208 | 208 | 208 | 208 | 208 | 208 | 208 | 208 | 208 | 208 | 208 | 208 | 208 | 208 | 208 | 0
TAS1 | Gas - Steam | 0 | 0 | 0 | 0 | 0 | 0 | 0 | 0 | 0 | 0 | 0 | 0 | 0 | 0 | 0 | 0 | 0 | 0 | 0 | 0 | 0 | 0 | 0 | 0 | 0
TAS1 | OCGT / Diesel | 178 | 178 | 178 | 178 | 178 | 178 | 178 | 178 | 178 | 178 | 178 | 178 | 178 | 178 | 58 | 58 | 58 | 58 | 58 | 58 | 58 | 58 | 58 | 58 | 0
TAS1 | Hydro | 2409 | 2409 | 2409 | 2409 | 2409 | 2409 | 2409 | 2409 | 2409 | 2409 | 2409 | 2409 | 2409 | 2409 | 2409 | 2409 | 2409 | 2409 | 2409 | 2409 | 2409 | 2409 | 2409 | 2409 | 2409
TAS1 | Hydrogen Turbine | 0 | 0 | 0 | 0 | 0 | 0 | 0 | 0 | 0 | 0 | 0 | 0 | 0 | 0 | 0 | 0 | 0 | 0 | 0 | 0 | 0 | 0 | 0 | 0 | 0
TAS1 | Wind | 563.35 | 1171.4406 | 1464.9859 | 1750.5663 | 1870.2517 | 1989.9371 | 2109.6225 | 2229.3079 | 2348.9933 | 2468.6787 | 2588.3642 | 2708.0496 | 2835.9058 | 2978.1321 | 2978.1321 | 2978.1321 | 2978.1321 | 2978.1321 | 2834.1321 | 2834.1321 | 2834.1321 | 2834.1321 | 2834.1321 | 2834.1321 | 2526.3821
TAS1 | Solar PV | 0 | 0 | 360.8 | 394.5835 | 394.5835 | 394.5835 | 394.5835 | 394.5835 | 394.5835 | 394.5835 | 394.5835 | 394.5835 | 394.5835 | 394.5835 | 394.5835 | 394.5835 | 394.5835 | 394.5835 | 394.5835 | 394.5835 | 394.5835 | 394.5835 | 394.5835 | 394.5835 | 394.5835
TAS1 | Grid Battery | 0 | 0 | 0 | 0 | 0 | 0 | 0 | 0 | 0 | 0 | 0 | 0 | 0 | 0.00010597 | 0.00011279 | 0.00012465 | 0.0001355 | 0.00025519 | 0.00027652 | 0.0002948 | 0.00031705 | 0.00034442 | 0.00048708 | 0.00050599 | 0.00053953
TAS1 | PHES | 0 | 0 | 0 | 0 | 0 | 0 | 0 | 0 | 0 | 0 | 0 | 0 | 0 | 0 | 0 | 0 | 0 | 0 | 0 | 0 | 0 | 0 | 0 | 0 | 0
TAS1 | VPP | 5.97 | 9 | 12.69 | 20.26 | 25.73 | 31.8 | 39.13 | 47.25 | 56.33 | 67.3 | 81.19 | 96.51 | 114.63 | 133.55 | 154.5 | 177.22 | 202.39 | 229.35 | 258.38 | 288.77 | 320.5 | 353.92 | 388.98 | 425.67 | 445.09
Total |  | 3364.32 | 3975.4406 | 4633.4758 | 4960.4098 | 5085.5652 | 5211.3206 | 5338.336 | 5466.1414 | 5594.9068 | 5725.5622 | 5859.1377 | 5994.1431 | 6140.1193 | 6301.2658 | 6202.2158 | 6224.9358 | 6250.1058 | 6277.0659 | 6162.0959 | 6192.4859 | 6224.216 | 6257.636 | 6292.6961 | 6329.3862 | 5775.0562
Explicitly modelled pumping
Region | Technology | 2026-27 | 2027-28 | 2028-29 | 2029-30 | 2030-31 | 2031-32 | 2032-33 | 2033-34 | 2034-35 | 2035-36 | 2036-37 | 2037-38 | 2038-39 | 2039-40 | 2040-41 | 2041-42 | 2042-43 | 2043-44 | 2044-45 | 2045-46 | 2046-47 | 2047-48 | 2048-49 | 2049-50 | 2050-51
NEM | Grid Battery Pump | 8150.83 | 12480.84 | 14054.59 | 21727.5898 | 21697.5897 | 21897.5898 | 21897.5898 | 22537.3409 | 23515.3683 | 23515.3682 | 23465.3683 | 23465.3683 | 23360.3683 | 23360.3684 | 23295.3684 | 23722.1543 | 23672.1543 | 23164.0845 | 22550.7871 | 21863.1871 | 22178.1847 | 21678.184 | 22384.5926 | 14634.5967 | 14316.1105
NEM | PHES Pump | 1560 | 1560 | 1560 | 4410 | 4410 | 4410 | 4410 | 4410.0001 | 4410.0001 | 6408.0001 | 6408.0001 | 6408.0001 | 6408.0001 | 6408.0001 | 6408.0001 | 6408.0001 | 6408.0001 | 6408.0001 | 6408.0001 | 6408.0001 | 6408.0001 | 6408.0001 | 6408.0001 | 6408.0001 | 6408.0001
NEM | VPP Pump | 560.72 | 757.83 | 999.79 | 1339.39 | 1679 | 2065.68 | 2515.66 | 3029.12 | 3572.2801 | 4202.17 | 4958.64 | 5808.51 | 6774.04 | 7821.3199 | 8943.3201 | 10148.97 | 11471.57 | 12877.2099 | 14372.24 | 15924.3999 | 17535.5301 | 19218.1903 | 20977.8501 | 22803.0401 | 23763.4101
Region | Technology | 2026-27 | 2027-28 | 2028-29 | 2029-30 | 2030-31 | 2031-32 | 2032-33 | 2033-34 | 2034-35 | 2035-36 | 2036-37 | 2037-38 | 2038-39 | 2039-40 | 2040-41 | 2041-42 | 2042-43 | 2043-44 | 2044-45 | 2045-46 | 2046-47 | 2047-48 | 2048-49 | 2049-50 | 2050-51
NSW1 | Grid Battery Pump | 2533.1 | 3846.12 | 3946.12 | 5129.5386 | 5129.5386 | 5329.5386 | 5329.5386 | 6024.6198 | 6024.6198 | 6024.6198 | 5974.6198 | 5974.6198 | 5974.6198 | 5974.6198 | 5909.6198 | 5909.6198 | 5909.6198 | 5859.6198 | 5859.6199 | 5832.0199 | 5282.02 | 5182.0199 | 5081.7001 | 4098.2819 | 4098.2821
NSW1 | PHES Pump | 840 | 840 | 840 | 3690 | 3690 | 3690 | 3690 | 3690.0001 | 3690.0001 | 3690.0001 | 3690.0001 | 3690.0001 | 3690.0001 | 3690.0001 | 3690.0001 | 3690.0001 | 3690.0001 | 3690.0001 | 3690.0001 | 3690.0001 | 3690.0001 | 3690.0001 | 3690.0001 | 3690.0001 | 3690.0001
NSW1 | VPP Pump | 212.7 | 287.34 | 379.27 | 509.93 | 631.04 | 766.26 | 926.27 | 1103.12 | 1277.59 | 1478.99 | 1734.85 | 2020.5201 | 2347.58 | 2703.21 | 3090.03 | 3504.55 | 3958.09 | 4435.9299 | 4945.2001 | 5471.8899 | 6021.6599 | 6591.1802 | 7184.9099 | 7803.1799 | 8115.0002
Region | Technology | 2026-27 | 2027-28 | 2028-29 | 2029-30 | 2030-31 | 2031-32 | 2032-33 | 2033-34 | 2034-35 | 2035-36 | 2036-37 | 2037-38 | 2038-39 | 2039-40 | 2040-41 | 2041-42 | 2042-43 | 2043-44 | 2044-45 | 2045-46 | 2046-47 | 2047-48 | 2048-49 | 2049-50 | 2050-51
QLD1 | Grid Battery Pump | 2416.86 | 3106.86 | 3506.86 | 5667.3684 | 5667.3683 | 5667.3684 | 5667.3684 | 5667.3683 | 5667.3684 | 5667.3683 | 5667.3684 | 5667.3684 | 5567.3684 | 5567.3684 | 5567.3684 | 6229.5273 | 6179.5273 | 6179.5273 | 5979.5273 | 5429.5273 | 6844.5247 | 6544.5243 | 7402.0527 | 5095.5459 | 5294.9091
QLD1 | PHES Pump | 720 | 720 | 720 | 720 | 720 | 720 | 720 | 720 | 720 | 2718 | 2718 | 2718 | 2718 | 2718 | 2718 | 2718 | 2718 | 2718 | 2718 | 2718 | 2718 | 2718 | 2718 | 2718 | 2718
QLD1 | VPP Pump | 84.95 | 122.33 | 171.9 | 259.3 | 341.18 | 435.55 | 545.05 | 674.96 | 823.53 | 995.13 | 1191.7 | 1411.11 | 1663.39 | 1937.56 | 2226.8 | 2538.41 | 2879.8699 | 3246.15 | 3635.1001 | 4037.83 | 4453.3701 | 4891.0599 | 5348.5901 | 5818.1001 | 6060.6799
Region | Technology | 2026-27 | 2027-28 | 2028-29 | 2029-30 | 2030-31 | 2031-32 | 2032-33 | 2033-34 | 2034-35 | 2035-36 | 2036-37 | 2037-38 | 2038-39 | 2039-40 | 2040-41 | 2041-42 | 2042-43 | 2043-44 | 2044-45 | 2045-46 | 2046-47 | 2047-48 | 2048-49 | 2049-50 | 2050-51
VIC1 | Grid Battery Pump | 2049.8 | 3753.79 | 4827.54 | 8709.6128 | 8709.6128 | 8709.6128 | 8709.6128 | 8654.2828 | 9657.3101 | 9657.3101 | 9657.3101 | 9657.3101 | 9652.3101 | 9652.3101 | 9652.3101 | 9352.3101 | 9352.3101 | 9152.2401 | 8952.2401 | 8852.2401 | 8362.2401 | 8262.2399 | 8262.2398 | 4360.1679 | 3760.168
VIC1 | PHES Pump | 0 | 0 | 0 | 0 | 0 | 0 | 0 | 0 | 0 | 0 | 0 | 0 | 0 | 0 | 0 | 0 | 0 | 0 | 0 | 0 | 0 | 0 | 0 | 0 | 0
VIC1 | VPP Pump | 114.06 | 160.28 | 216.5 | 316.69 | 408.63 | 514.71 | 637.19 | 779.41 | 931.3 | 1109.92 | 1323.13 | 1566.32 | 1838.15 | 2136.81 | 2453.29 | 2794.92 | 3172.3 | 3574.4799 | 4004.3799 | 4454.77 | 4925.0601 | 5419.1702 | 5938.1101 | 6482.0601 | 6787.1199
Region | Technology | 2026-27 | 2027-28 | 2028-29 | 2029-30 | 2030-31 | 2031-32 | 2032-33 | 2033-34 | 2034-35 | 2035-36 | 2036-37 | 2037-38 | 2038-39 | 2039-40 | 2040-41 | 2041-42 | 2042-43 | 2043-44 | 2044-45 | 2045-46 | 2046-47 | 2047-48 | 2048-49 | 2049-50 | 2050-51
SA1 | Grid Battery Pump | 1151.07 | 1774.07 | 1774.07 | 2221.07 | 2191.07 | 2191.07 | 2191.07 | 2191.07 | 2166.07 | 2166.07 | 2166.07 | 2166.07 | 2166.07 | 2166.07 | 2166.07 | 2230.697 | 2230.697 | 1972.697 | 1759.3996 | 1749.3996 | 1689.3996 | 1689.3995 | 1638.5995 | 1080.6005 | 1162.7509
SA1 | PHES Pump | 0 | 0 | 0 | 0 | 0 | 0 | 0 | 0 | 0 | 0 | 0 | 0 | 0 | 0 | 0 | 0 | 0 | 0 | 0 | 0 | 0 | 0 | 0 | 0 | 0
SA1 | VPP Pump | 143.04 | 178.88 | 219.43 | 233.21 | 272.42 | 317.36 | 368.02 | 424.38 | 483.53 | 550.83 | 627.77 | 714.05 | 810.29 | 910.19 | 1018.7 | 1133.87 | 1258.92 | 1391.3 | 1529.18 | 1671.14 | 1814.94 | 1962.86 | 2117.26 | 2274.03 | 2355.52
Region | Technology | 2026-27 | 2027-28 | 2028-29 | 2029-30 | 2030-31 | 2031-32 | 2032-33 | 2033-34 | 2034-35 | 2035-36 | 2036-37 | 2037-38 | 2038-39 | 2039-40 | 2040-41 | 2041-42 | 2042-43 | 2043-44 | 2044-45 | 2045-46 | 2046-47 | 2047-48 | 2048-49 | 2049-50 | 2050-51
TAS1 | Grid Battery Pump | 0 | 0 | 0 | 0 | 0 | 0 | 0 | 0 | 0 | 0 | 0 | 0 | 0 | 0.00010597 | 0.00011279 | 0.00012465 | 0.0001355 | 0.00025519 | 0.00027652 | 0.0002948 | 0.00031705 | 0.00034442 | 0.00048708 | 0.00050599 | 0.00053953
TAS1 | PHES Pump | 0 | 0 | 0 | 0 | 0 | 0 | 0 | 0 | 0 | 0 | 0 | 0 | 0 | 0 | 0 | 0 | 0 | 0 | 0 | 0 | 0 | 0 | 0 | 0 | 0
TAS1 | VPP Pump | 5.97 | 9 | 12.69 | 20.26 | 25.73 | 31.8 | 39.13 | 47.25 | 56.33 | 67.3 | 81.19 | 96.51 | 114.63 | 133.55 | 154.5 | 177.22 | 202.39 | 229.35 | 258.38 | 288.77 | 320.5 | 353.92 | 388.98 | 425.67 | 445.09

## BaseCase_REZ Capacity
Installed capacity by REZ (MW) - BaseCase, Step Change Scenario
Capacity calculated on 1 July. In early study years some wind and solar projects enter later in the financial year and are therefore reflected in the following financial year's capacity. REZ capacity includes capacity from the existing, committed and anticipated renewables mapped to the relevant REZs. Does not include capacity from renewables not in a REZ.
Non-scheduled generation including Distributed PV is not shown.
Region | REZ | REZ Name | Technology | 2026-27 | 2027-28 | 2028-29 | 2029-30 | 2030-31 | 2031-32 | 2032-33 | 2033-34 | 2034-35 | 2035-36 | 2036-37 | 2037-38 | 2038-39 | 2039-40 | 2040-41 | 2041-42 | 2042-43 | 2043-44 | 2044-45 | 2045-46 | 2046-47 | 2047-48 | 2048-49 | 2049-50 | 2050-51
QLD | Q1 | Far North QLD | Solar | 0 | 0 | 0 | 0 | 0 | 0 | 0 | 0 | 0 | 0 | 0 | 0 | 0 | 0 | 0 | 0 | 0 | 0 | 0 | 0 | 0 | 0 | 0 | 0 | 0
QLD | Q2 | North Qld Clean Energy Hub | Solar | 83 | 83 | 83 | 83 | 83 | 83 | 83 | 83 | 83 | 83 | 83 | 33 | 33 | 33 | 33 | 33 | 33 | 33 | 33 | 33 | 18 | 18 | 0 | 0 | 0
QLD | Q3 | Northern Qld | Solar | 513.997 | 663.997 | 963.997 | 963.997 | 963.997 | 963.997 | 963.997 | 963.997 | 963.997 | 963.9971 | 963.9971 | 1820.568 | 1820.568 | 1820.568 | 1820.568 | 1820.568 | 1946.9936 | 1818.9936 | 1818.9936 | 1818.9936 | 2575.3295 | 2464.9295 | 2810.5758 | 2810.5758 | 2677.9788
QLD | Q4 | Isaac | Solar | 684.9 | 684.9 | 684.9 | 684.9 | 684.9 | 684.9 | 684.9 | 684.9 | 684.9 | 684.9 | 684.9 | 684.9 | 684.9001 | 684.9001 | 684.9001 | 684.9001 | 684.9002 | 684.9002 | 642.4002 | 642.4002 | 642.4002 | 642.4002 | 183.5003 | 26.0003 | 0.00029166
QLD | Q5 | Barcaldine | Solar | 14 | 14 | 14 | 14 | 14 | 14 | 14 | 14 | 14 | 14.0002 | 14.0002 | 14.0002 | 14.0002 | 14.0002 | 14.0002 | 14.0002 | 14.0002 | 0.0004841 | 0.00069449 | 0.00069454 | 0.00069459 | 0.00069463 | 0.011666 | 0.011666 | 0.011666
QLD | Q6 | Fitzroy | Solar | 99 | 99 | 99 | 699 | 699 | 699 | 699 | 699 | 699 | 994.9428 | 994.9428 | 2746.2734 | 2746.2734 | 2746.2734 | 2801.1575 | 2801.1575 | 2972.8975 | 3534.2927 | 3534.2927 | 3534.2927 | 3534.2927 | 3534.2927 | 3534.2927 | 3534.2927 | 3534.2927
QLD | Q7 | Wide Bay | Solar | 506.43 | 506.43 | 704.83 | 985.83 | 985.83 | 985.83 | 985.83 | 985.83 | 985.83 | 985.83 | 985.83 | 985.83 | 985.83 | 985.83 | 985.83 | 985.83 | 985.83 | 985.83 | 985.83 | 985.83 | 985.83 | 985.83 | 985.83 | 895.7653 | 895.7653
QLD | Q8 | Darling Downs | Solar | 1314.558 | 1804.158 | 1804.158 | 1804.1581 | 1804.1581 | 1804.1581 | 1804.1581 | 1804.1581 | 1804.1581 | 1804.1582 | 1859.0166 | 3283.5425 | 3283.5425 | 3283.5425 | 4949.3868 | 4949.3868 | 5495.5457 | 6513.6824 | 6707.655 | 6675.551 | 6612.3655 | 6612.3655 | 6577.8655 | 6522.2255 | 6522.2255
QLD | Q9 | Banana | Solar | 0 | 0 | 0 | 0 | 0 | 0 | 0 | 0 | 0 | 0 | 0 | 0.00012839 | 0.00012865 | 0.00012897 | 0.00029914 | 0.00029917 | 0.00052725 | 13.9789 | 13.9789 | 13.9789 | 3554.0073 | 3554.0073 | 4512.1157 | 4512.1157 | 4512.1157
NSW | N1 | North West NSW | Solar | 166 | 166 | 166 | 166 | 166 | 166 | 166 | 166 | 166 | 166 | 166 | 166.0001 | 166.0002 | 166.0002 | 166.0181 | 166.0181 | 216.5062 | 228.0495 | 228.0495 | 228.0495 | 172.0495 | 233.7853 | 233.7853 | 233.7853 | 233.7853
NSW | N2 | New England | Solar | 555 | 555 | 555 | 6260.9253 | 6260.9253 | 6260.9253 | 6260.9253 | 6260.9253 | 6260.9253 | 6260.9253 | 6260.9253 | 6260.9253 | 6260.9253 | 6260.9253 | 6260.9253 | 6260.9253 | 6260.9253 | 6240.9253 | 6240.9253 | 6240.9253 | 6240.9253 | 6240.9253 | 6240.9253 | 6240.9253 | 6240.9253
NSW | N3 | Central-West Orana | Solar | 902.095 | 1602.095 | 1602.095 | 1602.095 | 1602.095 | 1602.095 | 1602.095 | 1602.095 | 1602.095 | 1602.095 | 1602.095 | 1602.0955 | 1602.0962 | 1602.0962 | 1602.1029 | 1602.1029 | 1661.3187 | 3768.1176 | 3768.1176 | 3732.0376 | 3732.0379 | 4035.361 | 3985.361 | 3782.321 | 3712.571
NSW | N4 | Broken Hill | Solar | 53 | 53 | 53 | 53.0001 | 53.0001 | 53.0001 | 53.0001 | 53.0001 | 53.0001 | 53.0001 | 53.0001 | 59.8297 | 59.8297 | 59.8297 | 59.8297 | 59.8297 | 59.8297 | 159.5779 | 159.5779 | 159.5779 | 159.5779 | 159.5779 | 159.5779 | 159.5779 | 159.5779
NSW | N5 | South West NSW | Solar | 1440.4 | 1550.4 | 1550.4 | 1550.4 | 1550.4 | 1550.4 | 1550.4 | 1550.4 | 1550.4 | 1550.4 | 1550.4 | 1550.4002 | 1550.4002 | 1550.4002 | 1550.4002 | 1550.4002 | 1550.4002 | 1400.1002 | 1400.1002 | 1400.1003 | 1315.1007 | 1315.1007 | 1315.1007 | 923.9407 | 674.9607
NSW | N6 | Wagga Wagga | Solar | 663.028 | 663.028 | 663.028 | 663.028 | 663.028 | 663.028 | 663.028 | 663.028 | 663.028 | 663.028 | 663.028 | 663.0287 | 663.0287 | 663.0287 | 663.0287 | 663.0287 | 663.0289 | 663.0289 | 663.0289 | 943.2946 | 2809.028 | 2809.028 | 2809.028 | 2809.028 | 2616
NSW | N7 | Tumut | Solar | 0 | 0 | 0 | 0 | 0 | 0 | 0 | 0 | 0 | 0 | 0 | 0 | 0 | 0 | 0 | 0 | 0 | 0 | 0 | 0 | 0 | 0 | 0 | 0 | 0
NSW | N8 | Cooma-Monaro | Solar | 0 | 0 | 0 | 0 | 0 | 0 | 0 | 0 | 0 | 0 | 0 | 0 | 0 | 0 | 0 | 0 | 0 | 0 | 0 | 0 | 0 | 0 | 0 | 0 | 0
NSW | N9 | Hunter-Central Coast | Solar | 0 | 0 | 0 | 0 | 0 | 0 | 0 | 0 | 0 | 0 | 0 | 0 | 0 | 0 | 0 | 0 | 0 | 0 | 0 | 0 | 0 | 0 | 0 | 0 | 0
VIC | V1 | North West VIC | Solar | 647.99 | 679.093 | 679.093 | 1039.5729 | 1039.5729 | 1039.5729 | 1039.5729 | 1039.5729 | 2750.068 | 2750.068 | 2750.068 | 2750.068 | 2750.068 | 2750.068 | 2750.068 | 2750.068 | 2750.068 | 2750.068 | 2750.068 | 2718.965 | 2763.2742 | 2763.2742 | 2605.2942 | 2207.8442 | 2115.2842
VIC | V2 | Central Highlands VIC | Solar | 0 | 125 | 125 | 125 | 125 | 125 | 125 | 125 | 125.0001 | 125.0001 | 125.0001 | 125.0001 | 125.0001 | 125.0001 | 125.0001 | 125.0001 | 125.0001 | 125.0001 | 125.0001 | 125.0001 | 125.0001 | 125.0001 | 125.0001 | 125.0001 | 125.0001
VIC | V3 | Wimmera Grampians | Solar | 0 | 0 | 0 | 0 | 0 | 0 | 0 | 0 | 0 | 0 | 0 | 0 | 0 | 0 | 0 | 0 | 0 | 0 | 0 | 0 | 0 | 0 | 0 | 0 | 0
VIC | V4 | Wimmera Southern Mallee | Solar | 0 | 0 | 0 | 0 | 0 | 0 | 0 | 0 | 0 | 0 | 0 | 0 | 0 | 0 | 0 | 0 | 0 | 0 | 0 | 0 | 0 | 0 | 0 | 0 | 0
VIC | V5 | South West VIC | Solar | 0 | 557.07 | 557.07 | 557.07 | 557.07 | 557.07 | 557.07 | 557.07 | 557.07 | 557.07 | 557.07 | 557.07 | 557.07 | 557.07 | 557.07 | 557.07 | 557.07 | 557.07 | 557.07 | 557.07 | 557.07 | 557.07 | 557.07 | 557.07 | 557.07
VIC | V6 | Gippsland Onshore | Solar | 0 | 0 | 0 | 0 | 0 | 0 | 0 | 0 | 0 | 0 | 0 | 0 | 0 | 0 | 0 | 0 | 0 | 0 | 0 | 0 | 0 | 0 | 0 | 0 | 0
VIC | V7 | Central North VIC | Solar | 528.48 | 1118.94 | 1118.94 | 1118.94 | 1118.94 | 1118.94 | 1118.94 | 1118.94 | 1118.9402 | 1118.9402 | 1118.9402 | 1118.9402 | 1118.9402 | 1118.9402 | 1118.9402 | 1118.9402 | 1118.9402 | 1118.9402 | 1008.4602 | 1008.4602 | 1008.4605 | 1008.4605 | 1008.4605 | 1008.4605 | 1008.4605
SA | S1 | South East SA | Solar | 138.54 | 138.54 | 138.54 | 138.54 | 138.54 | 138.54 | 138.54 | 138.54 | 138.54 | 138.54 | 138.54 | 138.54 | 138.54 | 138.54 | 138.54 | 108 | 108 | 108 | 108 | 108 | 108 | 108 | 108.0001 | 0.0001003 | 0.00010035
SA | S2 | Riverland | Solar | 25.26 | 25.26 | 25.26 | 25.26 | 25.26 | 19.14 | 19.14 | 19.14 | 19.14 | 19.14 | 19.14 | 19.1401 | 19.1401 | 19.1401 | 19.1401 | 7.3802 | 7.3802 | 7.3807 | 7.3807 | 0.00070503 | 0.00070518 | 0.00070524 | 0.00070531 | 0.00070535 | 0.00070537
SA | S3 | Mid-North SA | Solar | 0 | 0 | 0 | 0.00012163 | 0.00012164 | 0.00012164 | 0.00012164 | 0.00012165 | 0.00012165 | 0.00012167 | 0.00012168 | 0.0008065 | 0.00080652 | 0.00080654 | 0.00080661 | 2.0491 | 2.0491 | 1300 | 1300 | 1300 | 1300 | 1300 | 1300 | 1300 | 1300
SA | S4 | Yorke Peninsula | Solar | 0 | 0 | 0 | 0 | 0 | 0 | 0 | 0 | 0 | 0 | 0 | 0 | 0 | 0 | 0 | 0 | 0 | 0 | 0 | 0 | 0 | 0 | 0 | 0 | 0
SA | S5 | Northern SA | Solar | 349.2 | 349.2 | 349.2 | 349.2003 | 349.2003 | 349.2003 | 349.2003 | 349.2003 | 349.2003 | 349.2003 | 349.2003 | 572.1113 | 572.1113 | 572.1113 | 572.1113 | 1133.595 | 1133.595 | 1251.9778 | 981.9778 | 981.9778 | 981.9778 | 902.7778 | 902.7778 | 902.7778 | 902.7778
SA | S6 | Leigh Creek | Solar | 0 | 0 | 0 | 0 | 0 | 0 | 0 | 0 | 0 | 0 | 0 | 0 | 0 | 0 | 0 | 0 | 0 | 0 | 0 | 0 | 0 | 0 | 0 | 0 | 0
SA | S7 | Roxby Downs | Solar | 0 | 0 | 0 | 565.9827 | 565.9827 | 565.9827 | 565.9827 | 565.9827 | 565.9827 | 565.9827 | 565.9827 | 621.7316 | 621.7316 | 621.7316 | 621.7316 | 621.7316 | 621.7316 | 671.3202 | 671.3202 | 671.3202 | 671.3202 | 671.3202 | 671.3202 | 671.3202 | 671.3202
SA | S8 | Eastern Eyre Peninsula | Solar | 0 | 0 | 0 | 0 | 0 | 0 | 0 | 0 | 0 | 0 | 0 | 0 | 0 | 0 | 0 | 0.00011302 | 0.00011309 | 0.00016085 | 0.00016088 | 0.0001609 | 0.00016094 | 0.00016097 | 0.00016103 | 0.00016109 | 0.00016114
SA | S9 | Western Eyre Peninsula | Solar | 0 | 0 | 0 | 0 | 0 | 0 | 0 | 0 | 0 | 0 | 0 | 0 | 0 | 0 | 0 | 0 | 0 | 0.00013869 | 0.00013872 | 0.00013874 | 0.00013885 | 0.00013892 | 0.00013906 | 0.00013913 | 0.00013918
TAS | T1 | North East Tasmania | Solar | 0 | 0 | 0 | 0 | 0 | 0 | 0 | 0 | 0 | 0 | 0 | 0 | 0 | 0 | 0 | 0 | 0 | 0 | 0 | 0 | 0 | 0 | 0 | 0 | 0
TAS | T2 | North West Tasmania | Solar | 0 | 0 | 0 | 33.7835 | 33.7835 | 33.7835 | 33.7835 | 33.7835 | 33.7835 | 33.7835 | 33.7835 | 33.7835 | 33.7835 | 33.7835 | 33.7835 | 33.7835 | 33.7835 | 33.7835 | 33.7835 | 33.7835 | 33.7835 | 33.7835 | 33.7835 | 33.7835 | 33.7835
TAS | T3 | Central Highlands | Solar | 0 | 125 | 485.8 | 485.8 | 485.8 | 485.8 | 485.8 | 485.8 | 485.8001 | 485.8001 | 485.8001 | 485.8001 | 485.8001 | 485.8001 | 485.8001 | 485.8001 | 485.8001 | 485.8001 | 485.8001 | 485.8001 | 485.8001 | 485.8001 | 485.8001 | 485.8001 | 485.8001
Region | REZ | REZ Name | Technology | 2026-27 | 2027-28 | 2028-29 | 2029-30 | 2030-31 | 2031-32 | 2032-33 | 2033-34 | 2034-35 | 2035-36 | 2036-37 | 2037-38 | 2038-39 | 2039-40 | 2040-41 | 2041-42 | 2042-43 | 2043-44 | 2044-45 | 2045-46 | 2046-47 | 2047-48 | 2048-49 | 2049-50 | 2050-51
QLD | Q1 | Far North QLD | Wind | 330.318 | 330.318 | 330.318 | 830.3179 | 830.3179 | 830.3179 | 830.3179 | 830.3179 | 830.3179 | 830.3179 | 830.3179 | 830.3179 | 830.3179 | 830.3179 | 830.3179 | 830.3179 | 830.3179 | 649.7999 | 649.7999 | 649.7999 | 649.7999 | 649.7999 | 499.9999 | 499.9999 | 499.9999
QLD | Q2 | North Qld Clean Energy Hub | Wind | 43.2 | 43.2 | 43.2 | 43.2 | 43.2 | 43.2 | 43.2 | 43.2 | 43.2 | 43.2 | 43.2 | 43.2 | 43.2 | 43.2 | 43.2 | 43.2 | 43.2 | 43.2 | 43.2 | 43.2 | 43.2 | 43.2 | 43.2 | 43.2 | 43.2
QLD | Q3 | Northern Qld | Wind | 0 | 0 | 0 | 0 | 0 | 0 | 0 | 0 | 0 | 0 | 0 | 0 | 0 | 0 | 0 | 0 | 0 | 0 | 0 | 0 | 0 | 0 | 0 | 0 | 0
QLD | Q4 | Isaac | Wind | 0 | 0 | 285.2 | 285.2 | 285.2 | 285.2 | 285.2 | 285.2 | 285.2 | 285.2 | 285.2 | 285.2119 | 285.2119 | 685.2 | 685.2 | 685.2001 | 685.2001 | 685.2001 | 685.2001 | 685.2001 | 685.2001 | 685.2001 | 685.2001 | 685.2002 | 685.2002
QLD | Q5 | Barcaldine | Wind | 0 | 0 | 0 | 611.8467 | 611.8467 | 611.8467 | 611.8468 | 854.9732 | 1562.1984 | 1562.1984 | 1562.1984 | 1749.9741 | 1749.9742 | 1749.9741 | 1749.9741 | 1749.9741 | 1771.908 | 1836.6874 | 1836.6874 | 1836.6874 | 1862.9013 | 1862.9013 | 1862.9013 | 1862.9013 | 1862.9013
QLD | Q6 | Fitzroy | Wind | 0 | 0 | 221.01 | 581.01 | 581.01 | 581.01 | 581.01 | 581.01 | 614.8866 | 614.8866 | 1121.01 | 1121.0104 | 1121.0104 | 1121.0104 | 1121.0104 | 1380.2908 | 1380.2908 | 1996.9841 | 2936.3572 | 2936.3572 | 3475.5327 | 3475.5327 | 3475.5327 | 3475.5327 | 3475.5327
QLD | Q7 | Wide Bay | Wind | 0 | 0 | 0 | 0 | 0 | 0 | 0 | 0 | 0 | 0 | 0 | 0 | 0 | 0 | 0 | 0 | 0 | 0 | 0 | 0 | 157.2128 | 157.2128 | 157.2128 | 157.2128 | 157.2128
QLD | Q8 | Darling Downs | Wind | 1548.89 | 1548.89 | 1548.89 | 2948.89 | 2948.89 | 2948.89 | 2948.89 | 3396.888 | 3396.888 | 3396.888 | 3821.9353 | 4773.7367 | 4773.7367 | 4773.7367 | 4773.7367 | 7036.1896 | 7148.89 | 7148.89 | 6696 | 6696 | 6696 | 6696 | 6696 | 6696 | 6696
QLD | Q9 | Banana | Wind | 0 | 0 | 0 | 0 | 0 | 0 | 0 | 0 | 0 | 0 | 0 | 0 | 0 | 0 | 0.00020449 | 0.00020457 | 0.00020459 | 0.0002046 | 0.00020464 | 0.00020468 | 0.00043327 | 0.00043332 | 0.00064381 | 0.00084972 | 0.0008498
NSW | N1 | North West NSW | Wind | 0 | 0 | 0 | 0 | 0 | 0 | 0 | 0 | 0 | 0 | 0 | 0 | 0 | 0 | 0 | 0 | 0 | 0 | 0 | 0 | 0 | 0 | 0 | 0 | 0
NSW | N2 | New England | Wind | 442.48 | 652.48 | 652.48 | 2452.4801 | 2452.4801 | 2452.4801 | 2452.4801 | 2452.4801 | 2452.4801 | 2452.4801 | 2452.4801 | 2452.4801 | 2280.0001 | 2280.0001 | 2280.0001 | 2280.0001 | 2280.0001 | 2010.0001 | 2010.0001 | 2010.0001 | 2261.6164 | 2261.6164 | 2261.6164 | 2261.6164 | 2261.6164
NSW | N3 | Central-West Orana | Wind | 113.19 | 815.19 | 815.19 | 815.19 | 1734.19 | 1734.19 | 1734.19 | 1734.19 | 1734.19 | 1734.19 | 1914.7026 | 2714.7028 | 2714.7028 | 2834.1902 | 2834.1915 | 4318.8792 | 4905.6937 | 4905.6937 | 4905.6937 | 4905.6937 | 4905.6937 | 4905.6937 | 4905.6937 | 4792.5037 | 4792.5037
NSW | N4 | Broken Hill | Wind | 198.94 | 198.94 | 198.94 | 263.1578 | 263.1578 | 263.1578 | 263.1578 | 263.1578 | 263.1578 | 263.1578 | 276.0411 | 305.2709 | 305.2709 | 305.2709 | 305.2709 | 305.2709 | 307.4844 | 263.1842 | 263.8606 | 267.9256 | 277.6048 | 277.6048 | 277.6048 | 277.6048 | 277.6048
NSW | N5 | South West NSW | Wind | 0 | 0 | 0 | 0 | 0 | 100.8 | 100.8 | 100.8 | 100.8 | 100.8 | 100.8004 | 100.8004 | 797.2696 | 797.2696 | 1131.7723 | 1131.7723 | 1923.343 | 1923.343 | 1923.343 | 2378.699 | 2378.699 | 2378.699 | 2378.699 | 2378.699 | 2378.699
NSW | N6 | Wagga Wagga | Wind | 0 | 0 | 0 | 0 | 0 | 0 | 0 | 0 | 0 | 0 | 0 | 0 | 0.00010691 | 0.00010735 | 0.00020288 | 0.0002029 | 0.00032037 | 0.00032039 | 0.00036282 | 0.00042153 | 0.00042322 | 0.0015302 | 0.0015303 | 0.0015304 | 0.0015304
NSW | N7 | Tumut | Wind | 0 | 0 | 0 | 0 | 0 | 0 | 0 | 0 | 0 | 0 | 0 | 0 | 0 | 0 | 0 | 0 | 0 | 0 | 0 | 0 | 0 | 0 | 0 | 0 | 0
NSW | N8 | Cooma-Monaro | Wind | 113 | 113 | 113 | 113 | 113 | 113 | 113 | 113 | 113 | 113 | 213 | 213 | 213 | 213.0003 | 100.0003 | 100.0003 | 100.0003 | 100.0003 | 100.0003 | 100.0012 | 100.0012 | 300 | 300 | 300 | 300
NSW | N9 | Hunter-Central Coast | Wind | 0 | 0 | 0 | 0.00010547 | 0.00010547 | 0.00010548 | 0.00010548 | 0.00010549 | 0.0001055 | 0.00010552 | 0.0001056 | 548.9585 | 894.1014 | 894.1014 | 894.1014 | 894.1014 | 1353.0002 | 1353.0002 | 1353.0002 | 1353.0002 | 1605.8374 | 1605.8374 | 1605.8374 | 1605.8374 | 1605.8374
VIC | V1 | North West VIC | Wind | 0 | 0 | 0 | 13.0667 | 13.0667 | 13.0667 | 13.0667 | 377.0004 | 605.1277 | 605.1277 | 605.1277 | 605.1277 | 605.1277 | 605.1277 | 605.1277 | 605.1277 | 605.1277 | 605.1277 | 929.8197 | 929.8197 | 1207.5443 | 1425.6283 | 1425.6283 | 1425.6283 | 1425.6283
VIC | V2 | Central Highlands VIC | Wind | 699.9 | 699.9 | 699.9 | 1607.1864 | 1607.1864 | 1607.1864 | 1607.1864 | 1607.1864 | 1696.3023 | 1696.3023 | 1696.3023 | 1696.3023 | 1696.3023 | 1696.3023 | 1696.3023 | 1696.3023 | 1696.3023 | 1810.4185 | 1531.7 | 1591.009 | 1641.4668 | 1631 | 1631 | 1403 | 1403
VIC | V3 | Wimmera Grampians | Wind | 768.85 | 768.85 | 768.85 | 768.85 | 716.35 | 716.35 | 716.35 | 716.35 | 524.3501 | 524.3501 | 524.3501 | 524.3501 | 524.3501 | 524.3501 | 524.3501 | 524.3501 | 524.3502 | 524.3502 | 444.4002 | 444.4003 | 544.9405 | 450.4006 | 450.4006 | 246.0006 | 246.0006
VIC | V4 | Wimmera Southern Mallee | Wind | 465.75 | 465.75 | 465.75 | 465.7505 | 465.7505 | 465.7505 | 465.7505 | 465.7505 | 1079.8008 | 1079.8008 | 1079.8008 | 1079.8008 | 1079.8008 | 1079.8008 | 1079.8008 | 1079.8008 | 1734.7876 | 1734.7876 | 1734.7876 | 1973.5474 | 2573.7 | 2573.7 | 2573.7 | 2348 | 2348
VIC | V5 | South West VIC | Wind | 2082.66 | 2082.66 | 2082.66 | 2906.5461 | 2906.5461 | 2906.5461 | 2906.5461 | 2906.5461 | 3930.4381 | 3930.4381 | 3930.4381 | 3863.2381 | 3443.2381 | 3443.2381 | 3261.5381 | 3261.5381 | 3242.0381 | 3333.66 | 3333.66 | 2470.1 | 2503.1 | 2345.6 | 2345.6 | 2345.6 | 2345.6
VIC | V6 | Gippsland Onshore | Wind | 0 | 0 | 0 | 0 | 0 | 0 | 0 | 0 | 0 | 0 | 0 | 0 | 0 | 0 | 0 | 0 | 0 | 0 | 0 | 0 | 0 | 0 | 0 | 0 | 0
VIC | V7 | Central North VIC | Wind | 0 | 0 | 0 | 0 | 0 | 0 | 0 | 0.00011311 | 0.00011317 | 0.00011317 | 0.00011317 | 0.00011318 | 0.00011319 | 0.0001132 | 0.00011321 | 0.00025556 | 0.00044073 | 0.00044078 | 0.00044095 | 0.00044109 | 0.00055461 | 0.0005549 | 0.00055494 | 0.00055497 | 0.00055501
SA | S1 | South East SA | Wind | 324.5 | 324.5 | 324.5 | 324.5003 | 324.5003 | 324.5003 | 324.5003 | 324.5003 | 324.5003 | 198.0003 | 198.0003 | 484.0793 | 443.2596 | 443.2598 | 426.5187 | 438.2629 | 470.0853 | 473.5695 | 473.5695 | 473.5695 | 488.0933 | 488.0933 | 488.0934 | 488.0934 | 488.0934
SA | S2 | Riverland | Wind | 0 | 0 | 0 | 0 | 0 | 0 | 0 | 0 | 0 | 0 | 0 | 0 | 0 | 0 | 0 | 0 | 0 | 0 | 0 | 0 | 0.00015892 | 0.00028961 | 0.00028971 | 0.00028974 | 0.00028977
SA | S3 | Mid-North SA | Wind | 1343.06 | 1343.06 | 1343.06 | 1687.2758 | 1687.2758 | 1687.2758 | 1687.2758 | 1588.5759 | 1588.5759 | 1517.1759 | 1596.2597 | 2488.16 | 2488.16 | 2161.46 | 2161.46 | 2337.3041 | 2337.3041 | 2123.4441 | 2609.8543 | 2609.8543 | 2609.8543 | 2690.6212 | 2690.6212 | 2690.6212 | 2690.6212
SA | S4 | Yorke Peninsula | Wind | 90.75 | 90.75 | 90.75 | 90.7501 | 90.7501 | 0.00012606 | 0.00012607 | 0.00017692 | 0.00017693 | 0.00017695 | 0.00017718 | 0.00039603 | 13.7408 | 105.3452 | 105.3453 | 105.9258 | 105.9258 | 105.9258 | 105.9258 | 105.9258 | 108.1828 | 108.1828 | 108.1828 | 108.1828 | 108.1828
SA | S5 | Northern SA | Wind | 422.4 | 422.4 | 422.4 | 422.4 | 422.4 | 422.4 | 422.4 | 422.4 | 422.4 | 422.4 | 422.4 | 422.4002 | 422.4002 | 422.4002 | 422.4002 | 422.4004 | 422.4004 | 422.4004 | 422.4004 | 210.0004 | 667.2909 | 667.2909 | 667.2909 | 667.2909 | 667.2909
SA | S6 | Leigh Creek | Wind | 0 | 0 | 0 | 0 | 0 | 0 | 0 | 0 | 0 | 0 | 0 | 0 | 0 | 0 | 0 | 0 | 0 | 0 | 0 | 0 | 0 | 0 | 0 | 0 | 0
SA | S7 | Roxby Downs | Wind | 0 | 0 | 0 | 0 | 0 | 0 | 0 | 0 | 0 | 0 | 0 | 0 | 0 | 0 | 0 | 0 | 0 | 0 | 0 | 0 | 0 | 0 | 0 | 0 | 0
SA | S8 | Eastern Eyre Peninsula | Wind | 136 | 136 | 136 | 136.0001 | 70.0001 | 70.0001 | 70.0001 | 70.0001 | 70.0001 | 0.00021664 | 0.000217 | 200.0715 | 200.0715 | 200.0718 | 200.0719 | 200.5024 | 200.5024 | 200.5024 | 202.3494 | 202.3494 | 203.3985 | 203.3985 | 203.3985 | 203.3985 | 203.3985
SA | S9 | Western Eyre Peninsula | Wind | 0 | 0 | 0 | 0 | 0 | 0 | 0 | 0 | 0 | 0 | 0 | 0 | 0 | 0 | 0 | 0.0001621 | 0.00016211 | 0.00016213 | 0.00016273 | 0.00016276 | 0.00016309 | 0.00016311 | 0.00016313 | 0.00016315 | 0.00016317
TAS | T1 | North East Tasmania | Wind | 168 | 168 | 168 | 168.0001 | 168.0001 | 168.0001 | 168.0001 | 168.0002 | 168.0002 | 168.0002 | 168.0004 | 168.0004 | 219.5551 | 361.7812 | 361.7812 | 361.7812 | 361.7812 | 361.7812 | 361.7812 | 361.7812 | 361.7812 | 361.7812 | 361.7812 | 361.7812 | 193.7812
TAS | T2 | North West Tasmania | Wind | 251.35 | 251.35 | 251.35 | 517.5662 | 637.2515 | 756.9369 | 876.6223 | 996.3076 | 1115.9929 | 1235.6784 | 1355.3636 | 1475.049 | 1551.3502 | 1551.3502 | 1551.3502 | 1551.3502 | 1551.3502 | 1551.3502 | 1551.3502 | 1551.3502 | 1551.3502 | 1551.3502 | 1551.3502 | 1551.3502 | 1411.6002
TAS | T3 | Central Highlands | Wind | 843.9 | 1430.9906 | 1724.5359 | 2651.1864 | 2651.1864 | 2651.1864 | 2651.1864 | 2651.1865 | 2740.3024 | 2740.3024 | 2740.3025 | 2740.3025 | 2740.3028 | 2740.303 | 2740.303 | 2740.303 | 2740.303 | 2854.4192 | 2431.7007 | 2491.0097 | 2541.4675 | 2531.0007 | 2531.0007 | 2303.0008 | 2303.0008
Region | REZ | REZ Name | Technology | 2026-27 | 2027-28 | 2028-29 | 2029-30 | 2030-31 | 2031-32 | 2032-33 | 2033-34 | 2034-35 | 2035-36 | 2036-37 | 2037-38 | 2038-39 | 2039-40 | 2040-41 | 2041-42 | 2042-43 | 2043-44 | 2044-45 | 2045-46 | 2046-47 | 2047-48 | 2048-49 | 2049-50 | 2050-51
NSW | O1 | Hunter Coast | Offshore Wind | 0 | 0 | 0 | 0 | 0 | 0 | 0 | 0 | 0 | 0 | 0 | 0 | 0 | 0 | 0 | 0 | 0 | 0 | 0 | 0 | 0 | 0 | 0 | 0 | 0
NSW | O2 | Illawarra Coast | Offshore Wind | 0 | 0 | 0 | 0 | 0 | 0 | 0 | 0 | 0 | 0 | 0 | 0 | 0 | 0 | 0 | 0 | 0 | 0 | 0 | 0 | 0 | 0 | 0 | 0 | 0
VIC | O3 | Gippsland Coast | Offshore Wind | 0 | 0 | 0 | 720 | 720 | 1220 | 1887 | 2553 | 3220 | 4220 | 5220 | 6220 | 6863.624 | 6863.624 | 6863.624 | 6863.624 | 6863.624 | 6863.624 | 6863.624 | 6863.624 | 6863.624 | 6863.624 | 6863.624 | 6863.624 | 6863.624
TAS | O4 | North West Tasmania Coast | Offshore Wind | 0 | 0 | 0 | 0 | 0 | 0 | 0 | 0 | 0 | 0 | 0 | 0 | 0 | 0 | 0 | 0 | 0 | 0 | 0 | 0 | 0 | 0 | 0 | 0 | 0
VIC | O5 | Southern Ocean | Offshore Wind | 0 | 0 | 499.9999 | 780 | 780 | 780 | 780 | 780 | 780 | 780 | 780 | 780 | 1136.3758 | 2136.3759 | 2136.3759 | 2136.3759 | 2136.3759 | 2136.3759 | 2136.3759 | 2136.3759 | 2136.3759 | 2136.3759 | 2136.3759 | 2136.3759 | 2136.3759
SA | O6 | South East SA Coast | Offshore Wind | 0 | 0 | 0 | 0 | 0 | 0 | 0 | 0 | 0 | 0 | 0 | 0 | 0 | 0 | 0 | 0 | 0 | 0 | 0 | 0 | 0 | 0 | 0 | 0 | 0

## BaseCase_REZ Generation
Annual sent-out generation by REZ (GWh) - BaseCase, Step Change Scenario
The REZ generation includes generation from the existing, committed and anticipated renewables mapped to the relevant REZs. Does not include generation from renewables not in a REZ.
Non-scheduled generation including Distributed PV is not shown.
Region | REZ | REZ Name | Technology | 2026-27 | 2027-28 | 2028-29 | 2029-30 | 2030-31 | 2031-32 | 2032-33 | 2033-34 | 2034-35 | 2035-36 | 2036-37 | 2037-38 | 2038-39 | 2039-40 | 2040-41 | 2041-42 | 2042-43 | 2043-44 | 2044-45 | 2045-46 | 2046-47 | 2047-48 | 2048-49 | 2049-50 | 2050-51
QLD | Q1 | Far North QLD | Solar | 0 | 5.7465e-06 | 1.2133e-05 | 1.4298e-05 | 1.3843e-05 | 1.4593e-05 | 1.4984e-05 | 1.3974e-05 | 1.3244e-05 | 1.3422e-05 | 1.3154e-05 | 1.2715e-05 | 1.3611e-05 | 1.3463e-05 | 1.3345e-05 | 1.3563e-05 | 1.2954e-05 | 1.2276e-05 | 1.2253e-05 | 1.2013e-05 | 1.1624e-05 | 1.2589e-05 | 1.2944e-05 | 1.2772e-05 | 1.3164e-05
QLD | Q2 | North Qld Clean Energy Hub | Solar | 221.3907 | 184.3694 | 183.8687 | 225.1706 | 223.332 | 227.8907 | 231.0612 | 224.598 | 228.8096 | 242.9339 | 244.4176 | 92.2073 | 94.9958 | 96.4415 | 99.5135 | 100.5514 | 98.4311 | 97.2098 | 101.2023 | 103.6197 | 50.4932 | 52.3452 | 1.3158e-05 | 1.3474e-05 | 1.3232e-05
QLD | Q3 | Northern Qld | Solar | 1176.8138 | 1549.4601 | 1837.5598 | 2329.2901 | 2396.6944 | 2380.5971 | 2468.8758 | 2370.1896 | 2311.4822 | 2417.6659 | 2341.4219 | 3669.2991 | 3853.6403 | 3799.033 | 3764.6249 | 3985.0025 | 3974.4804 | 3400.7011 | 3380.4962 | 3293.7663 | 4567.2456 | 4338.2838 | 4643.3251 | 4609.9242 | 4898.958
QLD | Q4 | Isaac | Solar | 1629.4141 | 1426.2954 | 1350.9608 | 1685.2943 | 1696.4944 | 1735.9336 | 1771.0406 | 1704.5335 | 1666.7433 | 1812.9609 | 1781.5243 | 1534.7894 | 1711.6717 | 1744.6445 | 1779.8809 | 1833.2681 | 1767.9499 | 1704.9231 | 1697.3795 | 1669.3817 | 1438.2671 | 1607.0722 | 433.5427 | 59.4897 | 0.00042234
QLD | Q5 | Barcaldine | Solar | 32.8644 | 30.2691 | 29.7438 | 37.5003 | 37.2775 | 38.2222 | 38.0701 | 36.8786 | 37.2622 | 41.3453 | 42.2148 | 37.7887 | 38.8529 | 39.544 | 40.7573 | 41.3837 | 40.2696 | 0.00077408 | 0.0011066 | 0.0011308 | 0.0010326 | 0.0010604 | 0.019259 | 0.019887 | 0.019601
QLD | Q6 | Fitzroy | Solar | 221.1184 | 196.7168 | 172.4011 | 1245.6448 | 1064.0696 | 1161.8973 | 1071.1667 | 1054.8103 | 1169.5692 | 1919.634 | 1918.4166 | 4838.9475 | 4721.762 | 4110.5434 | 4530.9491 | 4591.363 | 4937.4446 | 5756.758 | 5412.1002 | 5539.9469 | 5888.9994 | 5755.3316 | 5141.2286 | 5621.9291 | 6238.2546
QLD | Q7 | Wide Bay | Solar | 931.7936 | 1045.7794 | 1155.0396 | 1921.0738 | 1867.9372 | 1976.2448 | 1913.7653 | 1921.6303 | 1970.0561 | 2092.3897 | 2094.6233 | 1805.8208 | 1943.1289 | 1928.6599 | 2050.2817 | 2023.6176 | 2045.8022 | 2021.0995 | 2035.2053 | 2035.6043 | 1763.0907 | 1914.634 | 1934.1745 | 1779.9444 | 1778.4344
QLD | Q8 | Darling Downs | Solar | 2873.6273 | 3972.6494 | 3682.7788 | 4331.9873 | 4463.0165 | 4755.4714 | 4577.5146 | 4436.3046 | 4419.9311 | 4707.2695 | 4730.4829 | 6629.2072 | 6689.6148 | 6535.3292 | 9520.7736 | 9454.6303 | 10294.4938 | 11913.1538 | 11847.3582 | 12029.8424 | 11636.4378 | 10964.5978 | 10115.998 | 10736.277 | 11570.7563
QLD | Q9 | Banana | Solar | 0 | 5.312e-06 | 8.1031e-06 | 5.9607e-05 | 5.4105e-05 | 5.7041e-05 | 5.3981e-05 | 5.3166e-05 | 5.374e-05 | 6.7248e-05 | 8.2916e-05 | 0.00020793 | 0.00021337 | 0.00020292 | 0.0005133 | 0.00048071 | 0.00087116 | 22.4793 | 22.2093 | 22.1975 | 6242.6387 | 5806.9263 | 6423.0913 | 7031.514 | 7763.929
NSW | N1 | North West NSW | Solar | 437.7402 | 346.7688 | 321.427 | 397.2662 | 418.5136 | 423.8747 | 414.176 | 418.7872 | 401.0878 | 451.7602 | 452.8381 | 390.1879 | 403.6031 | 426.402 | 439.3983 | 427.9369 | 497.9767 | 494.8741 | 535.5531 | 537.023 | 340.6433 | 413.5983 | 435.7523 | 442.9559 | 450.6049
NSW | N2 | New England | Solar | 1175.7938 | 1081.4543 | 950.6417 | 8313.2955 | 8075.2649 | 8064.2302 | 8977.5418 | 9624.6508 | 9673.1002 | 11268.6882 | 10998.1091 | 9616.6204 | 9409.2114 | 9302.093 | 10092.5315 | 9563.8451 | 9960.5359 | 9746.4406 | 10733.8029 | 10740.391 | 9329.3624 | 8857.9678 | 9082.0639 | 9259.5125 | 10186.9124
NSW | N3 | Central-West Orana | Solar | 2039.1322 | 2608.5712 | 3221.8831 | 3634.346 | 3844.6918 | 3900.6242 | 3874.8153 | 3773.2041 | 3687.7804 | 3986.4325 | 3981.0221 | 3580.9664 | 3648.0716 | 3874.584 | 3952.8299 | 3912.008 | 3825.2946 | 7047.6087 | 7508.8721 | 7554.3022 | 6798.1794 | 6960.9291 | 7116.2288 | 6541.768 | 7064.2209
NSW | N4 | Broken Hill | Solar | 95.4359 | 100.3343 | 100.0621 | 121.7404 | 120.3465 | 120.5827 | 121.0702 | 117.4074 | 119.0475 | 129.7343 | 131.1801 | 134.1476 | 136.5306 | 134.4323 | 137.2198 | 137.5657 | 133.4421 | 283.5728 | 290.0319 | 307.0848 | 278.7812 | 262.928 | 244.3952 | 246.5814 | 286.1801
NSW | N5 | South West NSW | Solar | 2560.5877 | 3258.5459 | 3215.0559 | 3674.0095 | 3713.1874 | 3666.1166 | 3790.8111 | 3664.1888 | 3498.2696 | 3813.6102 | 3807.6239 | 3583.1932 | 3690.7355 | 3750.0915 | 3730.8541 | 3839.6123 | 3716.4838 | 3211.5188 | 3449.7873 | 3443.7735 | 3018.599 | 3113.1916 | 3186.8757 | 2194.3099 | 1602.7653
NSW | N6 | Wagga Wagga | Solar | 1357.8441 | 1326.903 | 1236.7193 | 1467.5632 | 1527.3482 | 1469.9978 | 1541.3938 | 1521.6246 | 1463.4026 | 1568.1139 | 1580.5862 | 1395.1516 | 1472.5522 | 1529.1749 | 1492.7209 | 1555.1549 | 1539.088 | 1492.6283 | 1574.0064 | 2020.2336 | 4536.0628 | 4398.882 | 4299.5754 | 4113.4094 | 4380.759
NSW | N7 | Tumut | Solar | 0 | 0 | 0 | 0 | 0 | 0 | 0 | 0 | 0 | 0 | 0 | 0 | 0 | 0 | 0 | 0 | 0 | 0 | 0 | 0 | 0 | 0 | 0 | 0 | 0
NSW | N8 | Cooma-Monaro | Solar | 0 | 0 | 0 | 0 | 0 | 0 | 0 | 0 | 0 | 0 | 0 | 0 | 0 | 0 | 0 | 0 | 0 | 0 | 0 | 0 | 0 | 0 | 0 | 0 | 0
NSW | N9 | Hunter-Central Coast | Solar | 0 | 0 | 0 | 0 | 0 | 0 | 0 | 0 | 0 | 0 | 0 | 0 | 0 | 0 | 0 | 0 | 0 | 0 | 0 | 0 | 0 | 0 | 0 | 0 | 0
VIC | V1 | North West VIC | Solar | 1187.4867 | 1141.9347 | 1139.2912 | 1981.1433 | 2108.1629 | 2090.9076 | 2179.2177 | 2121.8243 | 4371.3294 | 4652.7992 | 4808.3604 | 4573.8999 | 4508.3992 | 4262.7817 | 4358.6024 | 4485.2533 | 4394.1581 | 4339.0948 | 4660.0387 | 4782.0814 | 4462.929 | 4372.4308 | 4009.2131 | 3138.4856 | 3003.3079
VIC | V2 | Central Highlands VIC | Solar | 0 | 199.7412 | 195.3587 | 237.3062 | 239.3999 | 231.7784 | 246.1097 | 244.808 | 240.2387 | 255.7026 | 253.9327 | 235.4184 | 242.1611 | 242.1967 | 238.1473 | 251.2417 | 252.6238 | 247.1279 | 258.171 | 256.43 | 235.2981 | 243.8454 | 247.5691 | 242.2034 | 254.2112
VIC | V3 | Wimmera Grampians | Solar | 0 | 0 | 0 | 0 | 0 | 0 | 0 | 0 | 0 | 0 | 0 | 0 | 0 | 0 | 0 | 0 | 0 | 0 | 0 | 0 | 0 | 0 | 0 | 0 | 0
VIC | V4 | Wimmera Southern Mallee | Solar | 0 | 0 | 0 | 0 | 0 | 0 | 0 | 0 | 0 | 0 | 0 | 0 | 0 | 0 | 0 | 0 | 0 | 0 | 0 | 0 | 0 | 0 | 0 | 0 | 0
VIC | V5 | South West VIC | Solar | 667.9122 | 1794.4581 | 1629.1268 | 1836.7103 | 1757.2954 | 1967.7455 | 1702.8436 | 1753.411 | 1804.3824 | 1908.636 | 1939.1831 | 1724.3733 | 1856.435 | 1776.3666 | 1987.3242 | 1716.9983 | 1765.502 | 1835.0786 | 1912.9993 | 1945.2344 | 1729.9155 | 1871.0541 | 1783.575 | 2000.9803 | 1728.6936
VIC | V6 | Gippsland Onshore | Solar | 0 | 0 | 0 | 0 | 0 | 0 | 0 | 0 | 0 | 0 | 0 | 0 | 0 | 0 | 0 | 0 | 0 | 0 | 0 | 0 | 0 | 0 | 0 | 0 | 0
VIC | V7 | Central North VIC | Solar | 920.1857 | 1722.1476 | 1777.8914 | 2092.166 | 2108.3876 | 2036.1888 | 2186.2392 | 2156.0156 | 2031.4899 | 2154.5743 | 2182.4635 | 2078.3822 | 2125.1864 | 2129.1974 | 2082.293 | 2202.9678 | 2194.5141 | 2085.3919 | 2016.2833 | 2023.8396 | 1928.9839 | 1990.3686 | 2009.7981 | 1961.0114 | 2068.5354
SA | S1 | South East SA | Solar | 281.9933 | 277.6843 | 262.3227 | 328.4884 | 324.779 | 318.9208 | 328.3111 | 329.695 | 315.9758 | 333.7196 | 348.4789 | 313.6604 | 336.1713 | 333.6933 | 332.5433 | 277.9201 | 279.3446 | 266.4536 | 277.6069 | 287.336 | 260.0234 | 280.4834 | 279.0464 | 35.263 | 36.5001
SA | S2 | Riverland | Solar | 43.8405 | 42.9764 | 37.1492 | 47.885 | 49.7723 | 35.488 | 36.336 | 38.09 | 38.9928 | 39.4591 | 42.0559 | 34.3689 | 37.3493 | 39.1433 | 37.8534 | 14.6532 | 15.5408 | 15.8328 | 15.9283 | 0.00098078 | 0.00095088 | 0.00095843 | 0.00097331 | 0.00099003 | 0.00099978
SA | S3 | Mid-North SA | Solar | 0 | 6.5596e-06 | 1.1745e-05 | 0.00019385 | 0.00018597 | 0.00018199 | 0.00018313 | 0.00017809 | 0.00017063 | 0.00016841 | 0.00017423 | 0.0011166 | 0.0011085 | 0.0010925 | 0.0010989 | 2.282 | 2.3579 | 1493.343 | 1561.4899 | 1741.1458 | 1669.545 | 1557.9241 | 1486.9224 | 1605.2502 | 1608.5918
SA | S4 | Yorke Peninsula | Solar | 0 | 0 | 0 | 0 | 0 | 0 | 0 | 0 | 0 | 0 | 0 | 0 | 0 | 0 | 0 | 0 | 0 | 0 | 0 | 0 | 0 | 0 | 0 | 0 | 0
SA | S5 | Northern SA | Solar | 820.094 | 721.4244 | 708.6584 | 826.6343 | 818.2894 | 829.6718 | 832.839 | 804.6805 | 801.2645 | 832.0098 | 862.8977 | 1127.0286 | 1130.5674 | 1117.1695 | 1150.5442 | 1834.4004 | 1833.2198 | 1962.5404 | 1344.2762 | 1466.1112 | 1453.6691 | 1132.5902 | 1110.3213 | 1167.6888 | 1198.0933
SA | S6 | Leigh Creek | Solar | 0 | 0 | 0 | 0 | 0 | 0 | 0 | 0 | 0 | 0 | 0 | 0 | 0 | 0 | 0 | 0 | 0 | 0 | 0 | 0 | 0 | 0 | 0 | 0 | 0
SA | S7 | Roxby Downs | Solar | 0 | 7.2542e-06 | 1.5634e-05 | 893.1896 | 831.5725 | 853.6904 | 799.6881 | 790.6017 | 871.8518 | 886.6233 | 944.0684 | 994.4675 | 921.66 | 890.802 | 953.0793 | 875.8393 | 889.7071 | 959.2216 | 977.5449 | 1068.9016 | 1064.8127 | 959.5755 | 927.0291 | 996.8395 | 981.1874
SA | S8 | Eastern Eyre Peninsula | Solar | 0 | 5.8152e-06 | 9.2445e-06 | 6.8476e-05 | 6.7321e-05 | 6.5519e-05 | 6.6306e-05 | 6.3531e-05 | 6.4926e-05 | 6.0848e-05 | 6.3088e-05 | 0.00010939 | 0.00011132 | 0.00011275 | 0.00011431 | 0.0001453 | 0.00014202 | 0.00020473 | 0.0001909 | 0.00019854 | 0.00018303 | 0.00018873 | 0.0001954 | 0.00019572 | 0.00020059
SA | S9 | Western Eyre Peninsula | Solar | 0 | 5.4485e-06 | 9.9092e-06 | 4.4351e-05 | 4.2535e-05 | 4.1393e-05 | 4.1344e-05 | 4.0658e-05 | 4.1402e-05 | 3.9343e-05 | 4.0501e-05 | 7.2579e-05 | 7.2135e-05 | 7.8448e-05 | 8.4644e-05 | 0.00011285 | 0.00011976 | 0.00016659 | 0.00015329 | 0.00015757 | 0.00015236 | 0.00015209 | 0.0001565 | 0.00015635 | 0.00015954
TAS | T1 | North East Tasmania | Solar | 0 | 3.8226e-06 | 4.5048e-06 | 1.0076e-05 | 1.0172e-05 | 9.7989e-06 | 9.9864e-06 | 9.9105e-06 | 9.9057e-06 | 1.1681e-05 | 1.2204e-05 | 1.3658e-05 | 1.5193e-05 | 1.6463e-05 | 1.7143e-05 | 1.87e-05 | 2.027e-05 | 2.0825e-05 | 2.2638e-05 | 2.3542e-05 | 2.5515e-05 | 2.7968e-05 | 3.4819e-05 | 3.2568e-05 | 3.3943e-05
TAS | T2 | North West Tasmania | Solar | 0 | 1.5155e-05 | 2.2289e-05 | 40.4142 | 48.1668 | 47.0868 | 50.449 | 51.2288 | 50.7323 | 50.7621 | 48.3983 | 45.9895 | 49.8239 | 49.9271 | 45.7622 | 48.7622 | 46.6109 | 45.3981 | 48.9129 | 45.4565 | 42.7536 | 47.624 | 46.4914 | 41.4278 | 49.5814
TAS | T3 | Central Highlands | Solar | 0 | 739.8856 | 831.8077 | 870.3358 | 890.2547 | 868.4287 | 916.4598 | 902.2762 | 891.382 | 920.1752 | 914.1377 | 882.8189 | 880.6742 | 894.7125 | 877.5499 | 915.8678 | 903.9476 | 891.572 | 924.7397 | 916.4856 | 872.325 | 875.2748 | 891.4012 | 874.0034 | 905.1987
Region | REZ | REZ Name | Technology | 2026-27 | 2027-28 | 2028-29 | 2029-30 | 2030-31 | 2031-32 | 2032-33 | 2033-34 | 2034-35 | 2035-36 | 2036-37 | 2037-38 | 2038-39 | 2039-40 | 2040-41 | 2041-42 | 2042-43 | 2043-44 | 2044-45 | 2045-46 | 2046-47 | 2047-48 | 2048-49 | 2049-50 | 2050-51
QLD | Q1 | Far North QLD | Wind | 864.5551 | 853.9064 | 772.3015 | 2371.9111 | 2470.0618 | 2794.0135 | 2944.3014 | 2345.3939 | 2520.0113 | 2763.0747 | 2787.2021 | 2385.6953 | 2467.565 | 2530.0515 | 2661.8659 | 2834.9975 | 2298.8446 | 1926.7577 | 1975.8971 | 1973.8888 | 1775.238 | 1849.7798 | 1517.5686 | 1569.6407 | 1721.5561
QLD | Q2 | North Qld Clean Energy Hub | Wind | 134.842 | 130.3007 | 120.5684 | 125.0232 | 134.4468 | 134.2906 | 135.965 | 123.4036 | 127.4228 | 138.6658 | 142.8915 | 128.1248 | 126.3933 | 136.9948 | 136.3034 | 138.9917 | 127.0015 | 129.0204 | 138.8037 | 143.4469 | 128.317 | 126.9013 | 138.3668 | 137.0918 | 139.7645
QLD | Q3 | Northern Qld | Wind | 0 | 0 | 0 | 0 | 0 | 0 | 0 | 0 | 0 | 0 | 0 | 0 | 0 | 0 | 0 | 0 | 0 | 0 | 0 | 0 | 0 | 0 | 0 | 0 | 0
QLD | Q4 | Isaac | Wind | 0 | 600.6808 | 782.7409 | 854.4367 | 858.7444 | 910.6884 | 843.6327 | 811.6405 | 871.7477 | 853.1367 | 967.3295 | 828.9677 | 862.7192 | 1874.7428 | 1965.1505 | 1828.739 | 1782.1142 | 1831.4116 | 1722.9986 | 1982.7138 | 1706.2481 | 1735.1306 | 1805.5598 | 1909.3225 | 1800.958
QLD | Q5 | Barcaldine | Wind | 0 | 3.3257e-05 | 4.4144e-05 | 1773.6965 | 1835.0523 | 1899.0824 | 2038.7666 | 2727.9342 | 5117.2498 | 5513.8215 | 5764.4575 | 5379.3935 | 4999.3425 | 5066.5073 | 4837.4289 | 5178.5222 | 5196.1306 | 5429.5627 | 5463.2661 | 5589.924 | 5023.9724 | 4691.8398 | 4936.3235 | 4795.2158 | 5243.5879
QLD | Q6 | Fitzroy | Wind | 0 | 516.6467 | 633.2446 | 1601.4028 | 1589.1247 | 1627.4314 | 1712.6515 | 1591.7084 | 1830.7386 | 1791.5861 | 3630.1087 | 3154.6102 | 3143.1294 | 3063.5436 | 2924.7946 | 3705.7653 | 3525.2019 | 4855.8449 | 6292.1982 | 7113.2394 | 7662.9633 | 7584.3767 | 7245.5267 | 7063.3546 | 7801.2752
QLD | Q7 | Wide Bay | Wind | 0 | 1.2436e-05 | 1.8211e-05 | 5.3186e-05 | 4.7844e-05 | 4.2712e-05 | 4.6168e-05 | 6.2554e-05 | 6.5611e-05 | 6.34e-05 | 8.0463e-05 | 0.00026881 | 0.00026142 | 0.00024371 | 0.00023144 | 0.0002372 | 0.00026795 | 0.0002538 | 0.00024604 | 0.00026864 | 289.5852 | 291.6256 | 279.1966 | 260.3797 | 288.8118
QLD | Q8 | Darling Downs | Wind | 4559.2176 | 4816.907 | 4493.4933 | 8568.6612 | 8869.6231 | 8534.5465 | 9012.8683 | 9690.8444 | 10010.5648 | 10329.7789 | 12422.9623 | 12993.6715 | 12742.0459 | 13169.2601 | 12583.1416 | 19126.249 | 18829.1401 | 18962.1919 | 17493.2664 | 18623.3548 | 16113.2447 | 15769.0673 | 16655.0768 | 16297.6518 | 17566.1303
QLD | Q9 | Banana | Wind | 0 | 1.5198e-05 | 1.7709e-05 | 5.4491e-05 | 5.2461e-05 | 5.0786e-05 | 5.5782e-05 | 6.9272e-05 | 8.0017e-05 | 7.0506e-05 | 0.0001027 | 0.00027187 | 0.00024764 | 0.00024662 | 0.00052508 | 0.00057646 | 0.0005785 | 0.00055518 | 0.00049629 | 0.00058419 | 0.00085768 | 0.00078338 | 0.001227 | 0.0017075 | 0.0017854
NSW | N1 | North West NSW | Wind | 0 | 0 | 0 | 0 | 0 | 0 | 0 | 0 | 0 | 0 | 0 | 0 | 0 | 0 | 0 | 0 | 0 | 0 | 0 | 0 | 0 | 0 | 0 | 0 | 0
NSW | N2 | New England | Wind | 1154.9765 | 1934.7828 | 1891.9246 | 5852.9426 | 6035.321 | 5719.3527 | 6637.947 | 6651.8731 | 6541.1206 | 6758.0333 | 7063.8734 | 7280.4263 | 6087.4285 | 6282.7336 | 6005.4136 | 6271.7373 | 6300.0388 | 5200.9347 | 5184.5296 | 5397.8503 | 6288.9135 | 5475.8703 | 5723.268 | 5509.7816 | 5900.2909
NSW | N3 | Central-West Orana | Wind | 339.6006 | 2191.6185 | 2603.5966 | 4217.0607 | 5684.0037 | 5586.1569 | 5625.7361 | 5529.8257 | 5359.9619 | 5880.6647 | 6300.6622 | 8767.3593 | 8245.9385 | 8637.809 | 8555.2428 | 12866.2698 | 14013.669 | 13111.2549 | 14234.8865 | 14115.5253 | 14481.7374 | 13291.2466 | 13410.3116 | 13084.161 | 13827.7159
NSW | N4 | Broken Hill | Wind | 682.4985 | 637.1325 | 604.2659 | 862.2635 | 871.2456 | 872.8711 | 835.1167 | 812.525 | 835.0659 | 908.3214 | 940.141 | 946.7264 | 977.0612 | 982.1378 | 986.1961 | 948.4595 | 924.4085 | 753.709 | 827.3917 | 838.5068 | 802.8877 | 811.8883 | 803.1783 | 815.2182 | 800.3706
NSW | N5 | South West NSW | Wind | 0 | 2.2748e-05 | 2.9277e-05 | 0.00011258 | 63.528 | 328.9088 | 315.8813 | 322.8418 | 318.6658 | 353.7135 | 360.0518 | 319.1021 | 2264.4755 | 2139.9735 | 3040.4282 | 2917.1013 | 5041.3688 | 4830.8305 | 5353.9737 | 6781.5131 | 5976.8294 | 6181.088 | 5962.5527 | 6018.9156 | 5998.4834
NSW | N6 | Wagga Wagga | Wind | 0 | 1.9403e-05 | 2.8451e-05 | 8.2406e-05 | 7.6434e-05 | 7.6889e-05 | 8.2939e-05 | 0.00010024 | 9.2634e-05 | 9.7544e-05 | 0.00019354 | 0.00019498 | 0.00031406 | 0.00029811 | 0.00060255 | 0.00059124 | 0.00067267 | 0.000591 | 0.00068651 | 0.0008659 | 0.0008381 | 0.0029949 | 0.002972 | 0.003126 | 0.0034173
NSW | N7 | Tumut | Wind | 0 | 0 | 0 | 0 | 0 | 0 | 0 | 0 | 0 | 0 | 0 | 0 | 0 | 0 | 0 | 0 | 0 | 0 | 0 | 0 | 0 | 0 | 0 | 0 | 0
NSW | N8 | Cooma-Monaro | Wind | 357.1248 | 325.4641 | 302.8561 | 314.9571 | 337.1262 | 343.5404 | 341.5068 | 332.509 | 332.9281 | 356.242 | 640.6923 | 579.3357 | 564.6398 | 593.1546 | 231.324 | 233.5726 | 262.5692 | 250.9288 | 272.4737 | 269.2342 | 245.4988 | 642.5895 | 670.776 | 654.9977 | 733.9417
NSW | N9 | Hunter-Central Coast | Wind | 0 | 1.9051e-05 | 3.8772e-05 | 0.00022272 | 0.00022362 | 0.00022621 | 0.00021649 | 0.00026393 | 0.0002492 | 0.00025546 | 0.00025065 | 1171.8313 | 1504.3173 | 1534.3521 | 1583.1475 | 1601.2695 | 2238.9225 | 2129.2796 | 2294.4605 | 2213.5676 | 2722.9327 | 2385.4916 | 2481.3056 | 2474.9251 | 2741.1079
VIC | V1 | North West VIC | Wind | 0 | 2.1956e-05 | 3.7689e-05 | 36.7173 | 36.9786 | 38.9187 | 38.445 | 1107.8268 | 1596.4641 | 1770.1883 | 1827.2565 | 1642.3653 | 1701.9221 | 1627.3522 | 1698.4611 | 1678.6819 | 1663.7403 | 1626.9211 | 2728.7306 | 2806.1364 | 3205.4215 | 3886.0519 | 3771.3399 | 4041.93 | 4022.7583
VIC | V2 | Central Highlands VIC | Wind | 2503.3926 | 2665.1951 | 2536.7142 | 5587.3387 | 5313.1058 | 5865.7141 | 5221.4673 | 5421.4275 | 5518.8987 | 5788.872 | 5991.9956 | 5551.5023 | 5762.3709 | 5478.9127 | 6064.9562 | 5408.2913 | 5620.402 | 5881.4578 | 4654.8333 | 5043.0155 | 4726.2173 | 4805.0308 | 4577.7542 | 4607.9602 | 3954.5026
VIC | V3 | Wimmera Grampians | Wind | 1520.4623 | 1602.2951 | 1555.0101 | 1715.535 | 1517.1963 | 1638.0961 | 1552.0064 | 1480.7797 | 896.8837 | 947.3213 | 964.2072 | 901.7313 | 959.0763 | 923.5254 | 1009.1077 | 947.8612 | 886.999 | 905.1563 | 694.2674 | 711.047 | 942.0316 | 836.6758 | 808.9655 | 721.7511 | 698.3296
VIC | V4 | Wimmera Southern Mallee | Wind | 1404.8468 | 1507.0448 | 1409.6762 | 1539.7185 | 1485.7622 | 1526.8687 | 1449.5886 | 1437.708 | 3199.4354 | 3469.214 | 3517.0416 | 3274.9596 | 3379.3415 | 3199.8758 | 3310.7602 | 3151.0464 | 4951.441 | 5114.5403 | 5522.5716 | 6383.7532 | 7695.7638 | 7798.8653 | 7428.7999 | 6895.9112 | 6611.0163
VIC | V5 | South West VIC | Wind | 5312.8219 | 5651.9121 | 5158.12 | 8251.9621 | 7890.7817 | 8796.6155 | 7649.1051 | 7809.8471 | 10454.5064 | 11147.7021 | 11350.1914 | 10204.8122 | 10271.3045 | 9847.4198 | 10565.4837 | 9131.4691 | 9338.0233 | 9997.0736 | 10520.08 | 7927.7803 | 7500.1232 | 7195.329 | 7009.0675 | 7825.7641 | 6797.4926
VIC | V6 | Gippsland Onshore | Wind | 0 | 0 | 0 | 0 | 0 | 0 | 0 | 0 | 0 | 0 | 0 | 0 | 0 | 0 | 0 | 0 | 0 | 0 | 0 | 0 | 0 | 0 | 0 | 0 | 0
VIC | V7 | Central North VIC | Wind | 0 | 2.0663e-05 | 3.2236e-05 | 0.00021788 | 0.00020741 | 0.00021448 | 0.00022221 | 0.00049827 | 0.00044475 | 0.00045614 | 0.00046547 | 0.00042593 | 0.00043478 | 0.0003931 | 0.00042018 | 0.00058487 | 0.0010623 | 0.00097631 | 0.0010076 | 0.0010493 | 0.0012348 | 0.0012396 | 0.0011685 | 0.0012347 | 0.0012937
SA | S1 | South East SA | Wind | 783.5659 | 745.7744 | 664.3989 | 750.7977 | 717.2918 | 821.9338 | 733.9881 | 714.7734 | 724.0842 | 491.8564 | 507.6603 | 1154.0251 | 1191.9497 | 1142.5457 | 1221.3282 | 1136.6872 | 1235.6926 | 1184.1637 | 1257.2548 | 1288.4467 | 1228.7734 | 1284.8188 | 1242.403 | 1369.792 | 1280.168
SA | S2 | Riverland | Wind | 0 | 1.6724e-05 | 2.2539e-05 | 6.3388e-05 | 6.0794e-05 | 5.9915e-05 | 5.7102e-05 | 9.3395e-05 | 8.1541e-05 | 8.9898e-05 | 0.00011651 | 0.00012255 | 0.00013523 | 0.00013467 | 0.00013871 | 0.00016449 | 0.00025095 | 0.00022047 | 0.00025153 | 0.00027954 | 0.00045533 | 0.00057805 | 0.00056472 | 0.00057794 | 0.00055127
SA | S3 | Mid-North SA | Wind | 4340.4202 | 4302.6415 | 4502.2638 | 5315.7408 | 5318.6863 | 5629.3727 | 5236.4442 | 5054.5176 | 4742.8049 | 5205.5388 | 5468.3436 | 7354.8443 | 7548.0254 | 6515.3911 | 6927.5317 | 6726.5027 | 7114.2227 | 5863.5117 | 7913.7348 | 8112.4435 | 7381.9579 | 7639.9065 | 7613.5518 | 8158.2822 | 7553.0691
SA | S4 | Yorke Peninsula | Wind | 226.4801 | 242.0892 | 230.4433 | 248.1141 | 237.2303 | 0.00053504 | 0.00049755 | 0.00074299 | 0.00066252 | 0.00071682 | 0.00072943 | 0.0010455 | 38.8618 | 283.5129 | 307.6062 | 276.9738 | 300.2753 | 267.3702 | 299.3422 | 313.7945 | 295.9221 | 298.9232 | 288.4541 | 318.4917 | 292.1483
SA | S5 | Northern SA | Wind | 1447.2933 | 1429.3936 | 1340.9877 | 1431.5737 | 1472.9016 | 1424.4464 | 1402.9669 | 1431.1192 | 1378.7657 | 1519.7249 | 1539.1871 | 1406.6198 | 1449.6059 | 1492.3666 | 1446.3656 | 1421.4175 | 1448.5241 | 1419.1344 | 1535.8569 | 785.412 | 1932.4117 | 1969.3966 | 2012.1036 | 1968.0701 | 1925.4617
SA | S6 | Leigh Creek | Wind | 0 | 0 | 0 | 0 | 0 | 0 | 0 | 0 | 0 | 0 | 0 | 0 | 0 | 0 | 0 | 0 | 0 | 0 | 0 | 0 | 0 | 0 | 0 | 0 | 0
SA | S7 | Roxby Downs | Wind | 0 | 0 | 0 | 0 | 0 | 0 | 0 | 0 | 0 | 0 | 0 | 0 | 0 | 0 | 0 | 0 | 0 | 0 | 0 | 0 | 0 | 0 | 0 | 0 | 0
SA | S8 | Eastern Eyre Peninsula | Wind | 358.0923 | 325.7699 | 310.4601 | 334.2846 | 169.7118 | 193.4026 | 160.5678 | 162.0608 | 159.2096 | 0.00061391 | 0.00060839 | 556.5076 | 569.0721 | 529.4744 | 584.4029 | 517.543 | 542.058 | 479.4734 | 544.3219 | 569.9916 | 533.2844 | 540.5189 | 502.3261 | 559.1335 | 513.1134
SA | S9 | Western Eyre Peninsula | Wind | 0 | 2.0688e-05 | 3.3772e-05 | 0.00011843 | 0.00011399 | 0.00011803 | 0.0001126 | 0.00012325 | 0.00011287 | 0.00016021 | 0.00015998 | 0.00018417 | 0.00018227 | 0.00025394 | 0.0002783 | 0.00045782 | 0.00049247 | 0.00043068 | 0.00048328 | 0.0004968 | 0.00049918 | 0.00048489 | 0.00047657 | 0.00051195 | 0.00048781
TAS | T1 | North East Tasmania | Wind | 573.8762 | 582.283 | 551.5324 | 528.8945 | 529.9878 | 599.9159 | 537.1549 | 538.3262 | 600.3566 | 573.9276 | 591.7196 | 561.8198 | 690.7422 | 1085.8082 | 1205.1511 | 1120.6208 | 1108.1183 | 1210.6086 | 1184.4232 | 1220.0903 | 1159.4804 | 1128.2451 | 1083.4294 | 1201.547 | 608.738
TAS | T2 | North West Tasmania | Wind | 692.1774 | 668.5154 | 651.6946 | 965.75 | 1016.8347 | 1097.343 | 1067.4557 | 1089.7468 | 1128.2784 | 1169.7773 | 1155.0215 | 1167.4847 | 1160.5212 | 1155.6393 | 1164.2502 | 1117.0393 | 1115.8453 | 1127.9242 | 1160.157 | 1139.0992 | 1148.0542 | 1143.808 | 1135.0846 | 1144.0415 | 1067.2072
TAS | T3 | Central Highlands | Wind | 2954.7822 | 5216.798 | 5746.3637 | 9147.0743 | 8715.0009 | 9437.2993 | 8668.9521 | 8939.9703 | 9258.21 | 9431.2235 | 9787.083 | 9165.255 | 9421.2597 | 8826.4862 | 9517.8204 | 8721.6948 | 8989.1145 | 9474.3514 | 7987.2386 | 8537.4864 | 8044.7944 | 8197.5744 | 7690.7304 | 7829.0591 | 7119.8104
Region | REZ | REZ Name | Technology | 2026-27 | 2027-28 | 2028-29 | 2029-30 | 2030-31 | 2031-32 | 2032-33 | 2033-34 | 2034-35 | 2035-36 | 2036-37 | 2037-38 | 2038-39 | 2039-40 | 2040-41 | 2041-42 | 2042-43 | 2043-44 | 2044-45 | 2045-46 | 2046-47 | 2047-48 | 2048-49 | 2049-50 | 2050-51
NSW | O1 | Hunter Coast | Offshore Wind | 0 | 2.9107e-06 | 4.1683e-06 | 7.5125e-06 | 7.3857e-06 | 7.4187e-06 | 9.9176e-06 | 1.0727e-05 | 1.0591e-05 | 1.0612e-05 | 1.0341e-05 | 1.2764e-05 | 1.0456e-05 | 1.6516e-05 | 1.5208e-05 | 2.2157e-05 | 2.469e-05 | 2.3782e-05 | 2.701e-05 | 2.7251e-05 | 4.5315e-05 | 3.6599e-05 | 4.1344e-05 | 3.692e-05 | 3.9817e-05
NSW | O2 | Illawarra Coast | Offshore Wind | 0 | 2.7243e-06 | 3.6792e-06 | 7.4927e-06 | 7.3044e-06 | 7.6799e-06 | 9.7428e-06 | 9.4742e-06 | 9.5463e-06 | 9.5763e-06 | 9.6112e-06 | 1.1735e-05 | 1.0407e-05 | 1.6924e-05 | 1.6029e-05 | 2.2262e-05 | 2.2102e-05 | 2.1729e-05 | 2.4454e-05 | 2.4985e-05 | 4.1842e-05 | 3.6671e-05 | 4.2587e-05 | 3.941e-05 | 4.1815e-05
VIC | O3 | Gippsland Coast | Offshore Wind | 0 | 1.1585e-05 | 0.00016756 | 2416.1482 | 2321.037 | 4227.824 | 6084.9053 | 8538.594 | 9824.888 | 13346.646 | 14957.534 | 15366.897 | 16281.579 | 15174.8481 | 16427.0941 | 15426.0626 | 15900.8751 | 15285.7291 | 16050.2801 | 16515.0121 | 15541.8971 | 15542.4791 | 14745.5011 | 15985.9701 | 15484.5121
TAS | O4 | North West Tasmania Coast | Offshore Wind | 0 | 1.7634e-05 | 1.812e-05 | 2.0557e-05 | 2.1449e-05 | 2.5503e-05 | 2.4061e-05 | 2.4718e-05 | 2.5375e-05 | 2.6448e-05 | 2.6325e-05 | 2.5613e-05 | 2.5376e-05 | 4.8924e-05 | 5.2405e-05 | 4.9328e-05 | 5.0986e-05 | 5.2463e-05 | 5.3783e-05 | 5.3505e-05 | 5.1234e-05 | 4.9944e-05 | 5.0038e-05 | 5.1658e-05 | 4.9373e-05
VIC | O5 | Southern Ocean | Offshore Wind | 0 | 1.191e-05 | 0 | 2626.0083 | 2523.5112 | 2710.9968 | 2520.045 | 2612.8318 | 2380.557 | 2458.874 | 2443.8985 | 2346.7096 | 3381.2552 | 5570.708 | 5949.9004 | 5406.8605 | 5665.1123 | 5590.9268 | 5590.3714 | 6319.2224 | 5949.9036 | 6180.101 | 5831.091 | 6432.4482 | 5907.8721
SA | O6 | South East SA Coast | Offshore Wind | 0 | 1.2073e-05 | 1.7568e-05 | 3.2661e-05 | 2.9833e-05 | 3.2122e-05 | 2.9865e-05 | 3.15e-05 | 3.0369e-05 | 2.975e-05 | 3.0036e-05 | 2.9595e-05 | 3.2092e-05 | 3.5284e-05 | 4.1934e-05 | 4.1706e-05 | 5.7066e-05 | 6.1154e-05 | 5.9697e-05 | 6.5299e-05 | 0.0001017 | 0.00010901 | 0.00010618 | 0.00011166 | 0.00010368

## BaseCase_VOM Cost
VOM cost by technology ($000s) - BaseCase, Step Change Scenario
VOM | Real June 2025 dollars discounted to 1 July 2025
Explicitly modelled generation
Region | Technology | 2026-27 | 2027-28 | 2028-29 | 2029-30 | 2030-31 | 2031-32 | 2032-33 | 2033-34 | 2034-35 | 2035-36 | 2036-37 | 2037-38 | 2038-39 | 2039-40 | 2040-41 | 2041-42 | 2042-43 | 2043-44 | 2044-45 | 2045-46 | 2046-47 | 2047-48 | 2048-49 | 2049-50 | 2050-51
NEM | Black Coal | 492761.0135 | 412919.6116 | 363906.1263 | 143433.822 | 133595.4536 | 123035.9968 | 112228.2692 | 101917.5346 | 79872.7111 | 60951.7838 | 51610.7275 | 43159.2159 | 24503.3185 | 23740.4504 | 1309.1781 | 0.0061981 | 0.003213 | 0.0024148 | 0.001942 | 0.0013395 | 0.0012282 | 0.0011042 | 0.00096173 | 0.00093026 | 0.0011522
NEM | Brown Coal | 196167.966 | 162799.1461 | 109048.4132 | 18383.1492 | 13198.9282 | 0.0041895 | 0.0037821 | 0.0034936 | 0.002196 | 0.00064956 | 0.0004773 | 0.00044339 | 0.00042071 | 0.00039592 | 0.00033551 | 0.00030047 | 0.00027031 | 0.00025299 | 0.00022384 | 0.000179 | 0.00016723 | 0 | 0 | 0 | 0
NEM | CCGT | 56135.7502 | 32881.9349 | 71294.4799 | 76517.6538 | 70015.2677 | 57435.0047 | 65119.4225 | 63218.9871 | 54711.7858 | 45989.9026 | 39788.8762 | 36980.5693 | 32772.422 | 27622.1868 | 27468.6246 | 21773.0056 | 22441.2511 | 16845.829 | 14444.5259 | 9081.1468 | 7443.9758 | 6124.9451 | 6312.7141 | 5554.7715 | 3514.7173
NEM | Gas - Steam | 2211.0365 | 1803.1913 | 2771.9127 | 3386.5111 | 4062.3009 | 3453.5241 | 5010.8359 | 2806.69 | 3424.8911 | 1739.4952 | 1682.2589 | 2264.9996 | 1901.5708 | 698.6346 | 678.568 | 617.9554 | 615.0874 | 540.217 | 471.7244 | 449.26 | 451.9621 | 377.5298 | 352.6985 | 327.0067 | 0
NEM | OCGT / Diesel | 25141.8096 | 15623.3152 | 28007.8059 | 46824.1609 | 49928.1735 | 39057.5641 | 42388.1038 | 32529.4141 | 40629.297 | 23223.7743 | 25367.9067 | 36679.6092 | 45678.5937 | 46558.159 | 46704.9878 | 39161.8582 | 28074.0074 | 43287.815 | 26787.7713 | 28769.794 | 32098.7222 | 29885.6886 | 30023.7674 | 26701.56 | 30794.4286
NEM | Hydro | 140701.7148 | 108831.3412 | 121945.4666 | 99874.9059 | 89731.3442 | 81206.91 | 80742.7864 | 79254.0677 | 72018.3641 | 61350.116 | 53593.3818 | 61394.4094 | 49657.2227 | 41342.4355 | 37409.4927 | 33167.8163 | 35471.8599 | 32858.2755 | 28767.1552 | 24245.1846 | 30847.4814 | 24152.9549 | 21168.6136 | 19245.6147 | 18283.565
NEM | Hydrogen Electrolyser | 24.4658 | 22.4468 | 20.5907 | 94.3268 | 114.4527 | 157.1436 | 226.0384 | 319.4072 | 461.5043 | 509.0635 | 547.1691 | 576.6797 | 598.9363 | 614.5985 | 623.8842 | 627.102 | 660.5509 | 663.0107 | 658.5663 | 648.1415 | 633.7489 | 616.8738 | 598.1348 | 578.4295 | 558.018
NEM | Wind | 0 | 182.1729 | 354.4048 | 2019.3972 | 1855.9435 | 1910.9118 | 1926.8898 | 2113.1352 | 2466.7481 | 2569.9217 | 2761.5353 | 2878.6579 | 2880.2997 | 2771.7997 | 2715.9256 | 2830.4015 | 2870.213 | 2725.2466 | 2757.0492 | 2741.1531 | 2547.8993 | 2377.1812 | 2187.3211 | 2117.4947 | 1990.4264
NEM | Solar PV | 0 | 1.6236e-05 | 2.5025e-05 | 755.2283 | 667.2574 | 624.0269 | 636.4676 | 627.5077 | 728.2755 | 805.5827 | 765.3227 | 987.5303 | 884.1031 | 764.1336 | 856.7489 | 816.9859 | 839.9175 | 1005.9085 | 970.3615 | 946.1799 | 1136.1467 | 1002.9369 | 919.6218 | 897.5973 | 938.6141
NEM | Grid Battery | 0 | 0.00020676 | 0.00025398 | 1390.299 | 1361.5384 | 1209.3979 | 1218.7773 | 1281.9595 | 1139.9814 | 1126.0135 | 1030.7513 | 918.5332 | 798.05 | 655.4021 | 609.1197 | 619.5428 | 603.1661 | 526.3224 | 437.9738 | 432.5032 | 589.4936 | 452.3982 | 468.6357 | 282.6916 | 336.3406
NEM | PHES | 7145.5343 | 7896.8782 | 5924.8463 | 4164.7742 | 4449.9974 | 3523.8601 | 4616.5986 | 3437.2752 | 2819.0533 | 2304.9535 | 2048.3789 | 2573.4977 | 2037.507 | 1560.4914 | 1618.6328 | 1239.0408 | 1428.9946 | 1095.5444 | 1033.1453 | 896.4303 | 1045.2664 | 739.4655 | 606.1641 | 650.5853 | 790.9492
NEM | VPP | 0 | 0 | 0 | 0 | 0 | 0 | 0 | 0 | 0 | 0 | 0 | 0 | 0 | 0 | 0 | 0 | 0 | 0 | 0 | 0 | 0 | 0 | 0 | 0 | 0
Total |  | 920289.2907 | 742960.0384 | 703274.0466 | 396844.2285 | 368980.6575 | 311614.3442 | 314114.1933 | 287505.9819 | 258272.614 | 200570.6076 | 179196.309 | 188413.7025 | 161712.0242 | 146328.292 | 119995.1628 | 100853.7151 | 93005.0515 | 99548.1718 | 76328.2751 | 68209.7951 | 76794.6979 | 65729.9751 | 62637.6721 | 56355.7523 | 57207.0604
Region | Technology | 2026-27 | 2027-28 | 2028-29 | 2029-30 | 2030-31 | 2031-32 | 2032-33 | 2033-34 | 2034-35 | 2035-36 | 2036-37 | 2037-38 | 2038-39 | 2039-40 | 2040-41 | 2041-42 | 2042-43 | 2043-44 | 2044-45 | 2045-46 | 2046-47 | 2047-48 | 2048-49 | 2049-50 | 2050-51
NSW1 | Black Coal | 228800.651 | 184097.9506 | 154710.1067 | 47739.5387 | 46207.2727 | 44294.4344 | 39316.1983 | 29233.051 | 25820.291 | 22202.601 | 17721.3285 | 19196.957 | 3202.3865 | 2700.447 | 0 | 0 | 0 | 0 | 0 | 0 | 0 | 0 | 0 | 0 | 0
NSW1 | Brown Coal | 0 | 0 | 0 | 0 | 0 | 0 | 0 | 0 | 0 | 0 | 0 | 0 | 0 | 0 | 0 | 0 | 0 | 0 | 0 | 0 | 0 | 0 | 0 | 0 | 0
NSW1 | CCGT | 29488.981 | 16871.6173 | 26766.1341 | 29183.3461 | 23471.0221 | 18343.0571 | 22627.3551 | 22876.1272 | 17048.7127 | 17191.6896 | 15472.3706 | 15372.7387 | 14281.8287 | 12840.0172 | 13082.5592 | 10664.4886 | 10162.3746 | 5678.0431 | 5338.0026 | 4770.5056 | 4825.1641 | 3773.4066 | 4078.5631 | 3640.4216 | 3514.7164
NSW1 | Gas - Steam | 0 | 0 | 0 | 0 | 0 | 0 | 0 | 0 | 0 | 0 | 0 | 0 | 0 | 0 | 0 | 0 | 0 | 0 | 0 | 0 | 0 | 0 | 0 | 0 | 0
NSW1 | OCGT / Diesel | 15990.7303 | 15443.2704 | 20040.2611 | 28673.9873 | 26748.0279 | 24724.2898 | 22210.9561 | 19293.4748 | 22747.4337 | 12751.2169 | 14347.8485 | 17899.3122 | 24368.8296 | 22139.1383 | 23413.2701 | 15163.412 | 11988.0764 | 21659.6814 | 13586.4953 | 14550.0696 | 16365.9785 | 18217.06 | 15403.7569 | 16135.3812 | 17977.0632
NSW1 | Hydro | 25543.072 | 20558.9573 | 27648.1625 | 20543.9057 | 16493.5726 | 15096.0203 | 14369.2697 | 14905.8763 | 14804.5882 | 12266.7887 | 8958.7419 | 13965.6961 | 10221.7483 | 7973.0554 | 7389.599 | 5981.1515 | 7193.9228 | 7063.9691 | 6101.6611 | 4355.7924 | 7372.0569 | 5002.3771 | 4012.2597 | 3767.416 | 3361.4776
NSW1 | Hydrogen Electrolyser | 0.32151 | 0.29499 | 0.27059 | 0.24823 | 11.0713 | 30.8491 | 59.9851 | 98.1385 | 143.9293 | 163.3566 | 179.1283 | 191.3605 | 200.3788 | 206.9312 | 210.6613 | 211.9939 | 228.1559 | 229.5719 | 228.2463 | 225.1445 | 220.9586 | 215.9861 | 210.4548 | 204.7832 | 198.797
NSW1 | Wind | 0 | 1.3659e-05 | 2.1564e-05 | 319.2675 | 300.5933 | 266.662 | 302.1859 | 285.2914 | 265.5525 | 252.0056 | 282.7972 | 433.7213 | 470.7724 | 447.8349 | 445.924 | 567.2324 | 655.7005 | 586.4549 | 584.5117 | 585.1351 | 565.5748 | 499.9836 | 468.1248 | 436.7217 | 436.8244
NSW1 | Solar PV | 0 | 3.8994e-06 | 6.3095e-06 | 543.7573 | 485.1937 | 447.7847 | 478.9822 | 482.2503 | 456.5164 | 501.6688 | 456.4544 | 376.988 | 341.0992 | 311.1245 | 316.5902 | 280.1315 | 282.5281 | 365.2 | 372.903 | 364.2734 | 367.4242 | 329.8083 | 307.4408 | 284.7242 | 310.7908
NSW1 | Grid Battery | 0 | 3.7786e-05 | 4.2224e-05 | 362.2153 | 347.4261 | 297.4638 | 311.7226 | 469.4943 | 403.0572 | 431.5537 | 381.734 | 321.128 | 273.5741 | 213.9781 | 207.1252 | 176.0535 | 169.4061 | 142.1955 | 115.6438 | 116.0734 | 121.1243 | 79.6018 | 79.5784 | 36.64 | 39.2905
NSW1 | PHES | 2610.3983 | 2830.3732 | 2083.8563 | 1240.8097 | 1304.4146 | 1029.6666 | 1379.8068 | 1033.6164 | 990.7295 | 758.5771 | 657.7396 | 721.2751 | 543.3843 | 415.9006 | 453.567 | 305.8095 | 398.1463 | 241.3774 | 269.6333 | 253.8496 | 299.6837 | 140.2405 | 146.0122 | 151.8944 | 191.4111
NSW1 | VPP | 0 | 0 | 0 | 0 | 0 | 0 | 0 | 0 | 0 | 0 | 0 | 0 | 0 | 0 | 0 | 0 | 0 | 0 | 0 | 0 | 0 | 0 | 0 | 0 | 0
Total |  | 302434.1542 | 239802.4639 | 231248.7914 | 128607.0759 | 115368.5944 | 104530.2278 | 101056.4619 | 88677.3203 | 82680.8104 | 66519.4582 | 58458.1431 | 68479.1769 | 53904.0019 | 47248.4272 | 45519.2961 | 33350.273 | 31078.3108 | 35966.4932 | 26597.0971 | 25220.8436 | 30137.9651 | 28258.4642 | 24706.1908 | 24657.9824 | 26030.3712
Region | Technology | 2026-27 | 2027-28 | 2028-29 | 2029-30 | 2030-31 | 2031-32 | 2032-33 | 2033-34 | 2034-35 | 2035-36 | 2036-37 | 2037-38 | 2038-39 | 2039-40 | 2040-41 | 2041-42 | 2042-43 | 2043-44 | 2044-45 | 2045-46 | 2046-47 | 2047-48 | 2048-49 | 2049-50 | 2050-51
QLD1 | Black Coal | 263960.3625 | 228821.661 | 209196.0196 | 95694.2833 | 87388.1808 | 78741.5624 | 72912.071 | 72684.4836 | 54052.4201 | 38749.1828 | 33889.399 | 23962.2589 | 21300.932 | 21040.0033 | 1309.1781 | 0.0061981 | 0.003213 | 0.0024148 | 0.001942 | 0.0013395 | 0.0012282 | 0.0011042 | 0.00096173 | 0.00093026 | 0.0011522
QLD1 | Brown Coal | 0 | 0 | 0 | 0 | 0 | 0 | 0 | 0 | 0 | 0 | 0 | 0 | 0 | 0 | 0 | 0 | 0 | 0 | 0 | 0 | 0 | 0 | 0 | 0 | 0
QLD1 | CCGT | 13311.5346 | 7652.6611 | 29296.6067 | 33592.3986 | 32454.3944 | 27489.6674 | 31245.0071 | 29074.3117 | 27301.2829 | 21815.0348 | 17600.9424 | 21607.8303 | 18490.593 | 14782.1694 | 14386.0652 | 11108.5167 | 12278.8762 | 11167.7857 | 9106.523 | 4310.641 | 2618.8115 | 2351.5383 | 2234.1508 | 1914.3497 | 0.0004938
QLD1 | Gas - Steam | 2174.6502 | 1803.1912 | 1887.4016 | 1734.0035 | 1603.5231 | 1413.0371 | 1335.0879 | 1260.6958 | 1171.1926 | 970.59 | 928.5997 | 936.0076 | 799.7853 | 698.6346 | 678.568 | 617.9554 | 615.0874 | 540.217 | 471.7244 | 449.26 | 451.9621 | 377.5298 | 352.6985 | 327.0067 | 0
QLD1 | OCGT / Diesel | 0.00035731 | 0.00045293 | 1238.023 | 3429.9617 | 6645.9628 | 3434.2274 | 4515.5043 | 4277.5569 | 7215.0968 | 4470.7682 | 5428.3763 | 8678.0748 | 11602.6315 | 11811.3323 | 12800.0697 | 9311.8103 | 9186.0955 | 9156.9134 | 6545.0727 | 7041.9735 | 5974.0859 | 4894.4762 | 4977.861 | 1996.0623 | 717.0803
QLD1 | Hydro | 5605.5826 | 5182.6554 | 4917.1164 | 4534.37 | 4160.4516 | 3867.9729 | 3577.4368 | 3462.6835 | 3158.8348 | 2962.023 | 2761.5642 | 803.3113 | 697.6076 | 499.4063 | 583.5752 | 383.2522 | 1.0814 | 8.6503e-07 | 8.8013e-07 | 7.4971e-07 | 7.1131e-07 | 6.4876e-07 | 1.0038 | 6.699e-07 | 1.3824e-06
QLD1 | Hydrogen Electrolyser | 16.557 | 15.19 | 13.9342 | 12.7841 | 13.4847 | 15.7389 | 19.9669 | 26.3156 | 61.441 | 64.7945 | 66.6091 | 67.5614 | 68.572 | 69.4987 | 70.514 | 71.4305 | 73.4554 | 74.8539 | 75.8266 | 76.2383 | 76.4826 | 76.673 | 76.4003 | 75.6535 | 74.4749
QLD1 | Wind | 0 | 1.7279e-05 | 2.1748e-05 | 635.8061 | 602.2652 | 563.9671 | 564.3378 | 602.1875 | 724.1629 | 717.7849 | 841.656 | 787.0882 | 717.3639 | 713.739 | 637.2071 | 847.3419 | 779.4595 | 777.8458 | 761.5116 | 756.377 | 659.1073 | 601.8981 | 576.1382 | 525.8693 | 536.7445
QLD1 | Solar PV | 0 | 4.2882e-06 | 6.4503e-06 | 106.6211 | 82.4979 | 82.3169 | 71.2062 | 65.2598 | 68.199 | 103.6898 | 113.3462 | 416.978 | 370.6747 | 302.8818 | 393.9749 | 377.0762 | 408.5914 | 452.3011 | 411.9311 | 394.2699 | 599.9102 | 526.2842 | 477.5778 | 481.4077 | 502.4792
QLD1 | Grid Battery | 0 | 3.9675e-05 | 4.5308e-05 | 471.281 | 443.9298 | 420.2058 | 400.8778 | 366.6672 | 325.6936 | 314.7017 | 285.8528 | 269.25 | 248.6022 | 214.7641 | 206.0717 | 262.1618 | 246.1072 | 226.9464 | 186.7268 | 176.3197 | 329.2443 | 275.7514 | 295.3638 | 233.2659 | 277.1809
QLD1 | PHES | 4535.136 | 5066.505 | 3840.99 | 2923.9645 | 3145.5828 | 2494.1935 | 3236.7918 | 2403.6588 | 1828.3238 | 1546.3764 | 1390.6393 | 1852.2226 | 1494.1228 | 1144.5909 | 1165.0658 | 933.2312 | 1030.8483 | 854.167 | 763.512 | 642.5807 | 745.5827 | 599.225 | 460.1519 | 498.6909 | 599.5381
QLD1 | VPP | 0 | 0 | 0 | 0 | 0 | 0 | 0 | 0 | 0 | 0 | 0 | 0 | 0 | 0 | 0 | 0 | 0 | 0 | 0 | 0 | 0 | 0 | 0 | 0 | 0
Total |  | 289603.8233 | 248541.8642 | 250390.0917 | 143135.4739 | 136540.2732 | 118522.8894 | 117878.2876 | 114223.8204 | 95906.6475 | 71714.946 | 63306.9849 | 59380.583 | 55790.8848 | 51277.0203 | 32230.2897 | 23912.7826 | 24619.6054 | 23251.0326 | 18322.8302 | 13847.6614 | 11455.1877 | 9703.377 | 9451.347 | 6052.3071 | 2707.4995
Region | Technology | 2026-27 | 2027-28 | 2028-29 | 2029-30 | 2030-31 | 2031-32 | 2032-33 | 2033-34 | 2034-35 | 2035-36 | 2036-37 | 2037-38 | 2038-39 | 2039-40 | 2040-41 | 2041-42 | 2042-43 | 2043-44 | 2044-45 | 2045-46 | 2046-47 | 2047-48 | 2048-49 | 2049-50 | 2050-51
VIC1 | Black Coal | 0 | 0 | 0 | 0 | 0 | 0 | 0 | 0 | 0 | 0 | 0 | 0 | 0 | 0 | 0 | 0 | 0 | 0 | 0 | 0 | 0 | 0 | 0 | 0 | 0
VIC1 | Brown Coal | 196167.966 | 162799.1461 | 109048.4132 | 18383.1492 | 13198.9282 | 0.0041895 | 0.0037821 | 0.0034936 | 0.002196 | 0.00064956 | 0.0004773 | 0.00044339 | 0.00042071 | 0.00039592 | 0.00033551 | 0.00030047 | 0.00027031 | 0.00025299 | 0.00022384 | 0.000179 | 0.00016723 | 0 | 0 | 0 | 0
VIC1 | CCGT | 0 | 0 | 0 | 0 | 0 | 0 | 0 | 0 | 0 | 0 | 0 | 0 | 0 | 0 | 0 | 0 | 0 | 0 | 0 | 0 | 0 | 0 | 0 | 0 | 0
VIC1 | Gas - Steam | 36.3863 | 5.6085e-05 | 884.5111 | 1652.5076 | 2458.7778 | 2040.487 | 3675.748 | 1545.9942 | 2253.6985 | 768.9053 | 753.6593 | 1328.992 | 1101.7855 | 0 | 0 | 0 | 0 | 0 | 0 | 0 | 0 | 0 | 0 | 0 | 0
VIC1 | OCGT / Diesel | 68.9229 | 3.1889 | 2434.0069 | 6660.7806 | 9679.1598 | 4852.7649 | 9191.9638 | 3526.4903 | 5599.1696 | 3465.2334 | 3253.9657 | 6975.8463 | 5962.4315 | 8847.955 | 7415.5348 | 11753.3669 | 4485.7972 | 9495.7688 | 5700.2375 | 6197.2363 | 8588.9529 | 5606.7999 | 8510.0397 | 7469.429 | 10637.4742
VIC1 | Hydro | 26713.8104 | 20865.6359 | 29261.239 | 22875.026 | 18383.787 | 17132.6421 | 14628.4282 | 16834.5657 | 16047.856 | 14229.5235 | 11146.974 | 15796.3992 | 12337.9849 | 9963.537 | 9263.9811 | 7970.3916 | 9076.9852 | 8706.1271 | 7722.0458 | 6074.8526 | 8558.9378 | 6730.4162 | 5424.8606 | 5061.6134 | 4289.4743
VIC1 | Hydrogen Electrolyser | 6.8726 | 6.3061 | 5.7844 | 5.3068 | 11.0388 | 28.9269 | 61.1749 | 106.3402 | 163.3423 | 191.3281 | 214.9328 | 234.2856 | 249.5153 | 260.7481 | 268.4036 | 272.3164 | 277.3906 | 278.4796 | 275.71 | 269.3245 | 260.365 | 249.8587 | 238.8343 | 227.8022 | 217.0908
VIC1 | Wind | 0 | 1.4626e-05 | 126.3846 | 792.1798 | 705.0411 | 838.5307 | 839.2553 | 1010.2971 | 1266.9068 | 1406.7022 | 1409.9799 | 1291.1208 | 1318.2496 | 1251.841 | 1278.0686 | 1093.4823 | 1117.2475 | 1075.5459 | 1086.3866 | 1085.2826 | 1018.5508 | 982.9426 | 877.9272 | 892.8009 | 779.8552
VIC1 | Solar PV | 0 | 2.3363e-06 | 3.4089e-06 | 34.0588 | 37.2077 | 34.3418 | 33.6067 | 31.2344 | 153.7013 | 152.8441 | 148.6869 | 133.801 | 120.3429 | 102.9542 | 99.5313 | 95.569 | 87.7488 | 81.8035 | 83.0898 | 81.9712 | 71.8212 | 63.9154 | 59.7658 | 56.829 | 55.0583
VIC1 | Grid Battery | 0 | 5.49e-05 | 7.0015e-05 | 460.3529 | 478.1427 | 409.3935 | 424.5108 | 371.1966 | 344.9519 | 316.896 | 304.7103 | 275.2719 | 229.7604 | 186.5992 | 162.5289 | 143.3093 | 150.4611 | 122.9443 | 101.5435 | 104.7235 | 104.833 | 71.2303 | 69.7848 | 4.6044 | 5.453
VIC1 | PHES | 0 | 0 | 0 | 0 | 0 | 0 | 0 | 0 | 0 | 0 | 0 | 0 | 0 | 0 | 0 | 0 | 0 | 0 | 0 | 0 | 0 | 0 | 0 | 0 | 0
VIC1 | VPP | 0 | 0 | 0 | 0 | 0 | 0 | 0 | 0 | 0 | 0 | 0 | 0 | 0 | 0 | 0 | 0 | 0 | 0 | 0 | 0 | 0 | 0 | 0 | 0 | 0
Total |  | 222993.9582 | 183674.2771 | 141760.3392 | 50863.3617 | 44952.0831 | 25337.0912 | 28854.6914 | 23426.122 | 25829.6286 | 20531.4332 | 17232.9094 | 26035.7173 | 21320.0704 | 20613.6349 | 18488.0487 | 21328.4359 | 15195.6305 | 19760.6695 | 14969.0135 | 13813.3909 | 18603.4608 | 13705.1632 | 15181.2123 | 13713.0788 | 15984.4058
Region | Technology | 2026-27 | 2027-28 | 2028-29 | 2029-30 | 2030-31 | 2031-32 | 2032-33 | 2033-34 | 2034-35 | 2035-36 | 2036-37 | 2037-38 | 2038-39 | 2039-40 | 2040-41 | 2041-42 | 2042-43 | 2043-44 | 2044-45 | 2045-46 | 2046-47 | 2047-48 | 2048-49 | 2049-50 | 2050-51
SA1 | Black Coal | 0 | 0 | 0 | 0 | 0 | 0 | 0 | 0 | 0 | 0 | 0 | 0 | 0 | 0 | 0 | 0 | 0 | 0 | 0 | 0 | 0 | 0 | 0 | 0 | 0
SA1 | Brown Coal | 0 | 0 | 0 | 0 | 0 | 0 | 0 | 0 | 0 | 0 | 0 | 0 | 0 | 0 | 0 | 0 | 0 | 0 | 0 | 0 | 0 | 0 | 0 | 0 | 0
SA1 | CCGT | 13335.2346 | 8357.6565 | 15231.7391 | 13741.9091 | 14089.8511 | 11602.2801 | 11247.0602 | 11268.5482 | 10361.7902 | 6983.1782 | 6715.5632 | 0.00028726 | 0.00026681 | 0.00024542 | 0.00022778 | 0.00021083 | 0.00020318 | 0.00020164 | 0.00017989 | 0.00016966 | 0.00016316 | 0.00015373 | 0.00014304 | 0.00013334 | 0.00041561
SA1 | Gas - Steam | 0 | 0 | 0 | 0 | 0 | 0 | 0 | 0 | 0 | 0 | 0 | 0 | 0 | 0 | 0 | 0 | 0 | 0 | 0 | 0 | 0 | 0 | 0 | 0 | 0
SA1 | OCGT / Diesel | 9082.1559 | 176.8553 | 4295.5148 | 8059.2836 | 6855.0228 | 6046.2818 | 6468.2389 | 5431.8919 | 5067.5968 | 2535.5823 | 2337.7161 | 3123.3106 | 3744.09 | 3759.7333 | 3076.1131 | 2932.8312 | 2414.0383 | 2974.4885 | 955.9658 | 980.2848 | 1169.7049 | 1167.0432 | 1127.1242 | 1100.0027 | 1462.8108
SA1 | Hydro | 0 | 0 | 0 | 0 | 0 | 0 | 0 | 0 | 0 | 0 | 0 | 0 | 0 | 0 | 0 | 0 | 0 | 0 | 0 | 0 | 0 | 0 | 0 | 0 | 0
SA1 | Hydrogen Electrolyser | 0.71471 | 0.65571 | 0.6015 | 75.9877 | 71.2419 | 67.3885 | 64.8417 | 63.348 | 62.8623 | 61.1432 | 59.445 | 57.7272 | 55.9837 | 54.1548 | 52.1978 | 50.2278 | 60.8893 | 59.8594 | 58.9237 | 57.9974 | 57.1448 | 56.3473 | 55.3221 | 54.0004 | 52.384
SA1 | Wind | 0 | 1.4364e-05 | 2.3639e-05 | 9.8811 | 8.984 | 8.9994 | 7.5224 | 7.6953 | 6.2416 | 7.1413 | 46.7143 | 202.4926 | 212.3904 | 203.5982 | 207.6826 | 189.0086 | 190.6942 | 160.7839 | 202.7514 | 196.0192 | 198.4419 | 191.4862 | 177.3442 | 177.6835 | 154.9165
SA1 | Solar PV | 0 | 3.7701e-06 | 6.3585e-06 | 67.7253 | 58.9382 | 56.4572 | 49.5416 | 45.79 | 47.1114 | 44.8088 | 44.5441 | 57.7295 | 49.9274 | 45.2456 | 45.0011 | 62.564 | 59.5787 | 105.2674 | 101.0907 | 104.4955 | 95.9625 | 81.858 | 73.8612 | 73.8226 | 69.3758
SA1 | Grid Battery | 0 | 3.841e-05 | 5.2732e-05 | 96.4497 | 92.0397 | 82.3348 | 81.6661 | 74.6013 | 66.2786 | 62.8621 | 58.4541 | 52.8833 | 46.1132 | 40.0606 | 33.3939 | 38.0182 | 37.1917 | 34.2361 | 34.0597 | 35.3866 | 34.292 | 25.8146 | 23.9087 | 8.1813 | 14.4161
SA1 | PHES | 0 | 0 | 0 | 0 | 0 | 0 | 0 | 0 | 0 | 0 | 0 | 0 | 0 | 0 | 0 | 0 | 0 | 0 | 0 | 0 | 0 | 0 | 0 | 0 | 0
SA1 | VPP | 0 | 0 | 0 | 0 | 0 | 0 | 0 | 0 | 0 | 0 | 0 | 0 | 0 | 0 | 0 | 0 | 0 | 0 | 0 | 0 | 0 | 0 | 0 | 0 | 0
Total |  | 22418.1052 | 8535.1676 | 19527.8555 | 22051.2365 | 21176.0778 | 17863.7418 | 17918.8709 | 16891.8748 | 15611.8808 | 9694.7158 | 9262.4368 | 3494.1435 | 4108.505 | 4102.7928 | 3414.3887 | 3272.6499 | 2762.3923 | 3334.6355 | 1352.7916 | 1374.1836 | 1555.5463 | 1522.5494 | 1457.5606 | 1413.6907 | 1753.9036
Region | Technology | 2026-27 | 2027-28 | 2028-29 | 2029-30 | 2030-31 | 2031-32 | 2032-33 | 2033-34 | 2034-35 | 2035-36 | 2036-37 | 2037-38 | 2038-39 | 2039-40 | 2040-41 | 2041-42 | 2042-43 | 2043-44 | 2044-45 | 2045-46 | 2046-47 | 2047-48 | 2048-49 | 2049-50 | 2050-51
TAS1 | Black Coal | 0 | 0 | 0 | 0 | 0 | 0 | 0 | 0 | 0 | 0 | 0 | 0 | 0 | 0 | 0 | 0 | 0 | 0 | 0 | 0 | 0 | 0 | 0 | 0 | 0
TAS1 | Brown Coal | 0 | 0 | 0 | 0 | 0 | 0 | 0 | 0 | 0 | 0 | 0 | 0 | 0 | 0 | 0 | 0 | 0 | 0 | 0 | 0 | 0 | 0 | 0 | 0 | 0
TAS1 | CCGT | 0 | 3.5209e-05 | 3.3066e-05 | 2.8266e-05 | 4.0838e-05 | 4.2432e-05 | 4.4551e-05 | 4.4787e-05 | 4.449e-05 | 4.4049e-05 | 4.3054e-05 | 4.2423e-05 | 4.1643e-05 | 4.004e-05 | 3.9663e-05 | 3.8709e-05 | 3.8115e-05 | 3.658e-05 | 3.5929e-05 | 3.5488e-05 | 3.483e-05 | 3.4503e-05 | 3.7606e-05 | 3.4681e-05 | 5.0068e-05
TAS1 | Gas - Steam | 0 | 0 | 0 | 0 | 0 | 0 | 0 | 0 | 0 | 0 | 0 | 0 | 0 | 0 | 0 | 0 | 0 | 0 | 0 | 0 | 0 | 0 | 0 | 0 | 0
TAS1 | OCGT / Diesel | 0.00010681 | 0.00012823 | 0.00012408 | 0.14765 | 0.00013519 | 0.00013142 | 1.4407 | 0.00012707 | 0.00011738 | 0.97361 | 0.00012055 | 3.0653 | 0.61127 | 0.0001125 | 8.1082e-05 | 0.43781 | 7.7246e-05 | 0.96289 | 7.2186e-05 | 0.22989 | 6.964e-05 | 0.30929 | 4.9856 | 0.68476 | 7.8078e-05
TAS1 | Hydro | 82839.2498 | 62224.0926 | 60118.9486 | 51921.6042 | 50693.533 | 45110.2747 | 48167.6518 | 44050.9422 | 38007.0852 | 31891.7808 | 30726.1018 | 30829.0027 | 26399.8818 | 22906.4368 | 20172.3373 | 18833.0209 | 19199.8706 | 17088.1793 | 14943.4484 | 13814.5396 | 14916.4867 | 12420.1615 | 11730.4894 | 10416.5852 | 10632.613
TAS1 | Hydrogen Electrolyser | 0 | 0 | 0 | 0 | 7.616 | 14.2402 | 20.0697 | 25.2648 | 29.9294 | 28.4411 | 27.0539 | 25.745 | 24.4865 | 23.2657 | 22.1074 | 21.1333 | 20.6599 | 20.2459 | 19.8596 | 19.4368 | 18.7979 | 18.0088 | 17.1234 | 16.1901 | 15.2713
TAS1 | Wind | 0 | 182.1729 | 228.0201 | 262.2628 | 239.0598 | 232.7525 | 213.5884 | 207.6639 | 203.8843 | 186.2877 | 180.388 | 164.235 | 161.5234 | 154.7867 | 147.0433 | 133.3363 | 127.1113 | 124.6162 | 121.8878 | 118.3391 | 106.2245 | 100.8706 | 87.7866 | 84.4192 | 82.0858
TAS1 | Solar PV | 0 | 1.9424e-06 | 2.4974e-06 | 3.0657 | 3.42 | 3.1263 | 3.1309 | 2.9732 | 2.7475 | 2.5711 | 2.291 | 2.0338 | 2.059 | 1.9275 | 1.6514 | 1.6452 | 1.4705 | 1.3366 | 1.3468 | 1.17 | 1.0287 | 1.071 | 0.97627 | 0.81379 | 0.90996
TAS1 | Grid Battery | 0 | 3.5986e-05 | 4.3706e-05 | 0.00010295 | 9.762e-05 | 9.2336e-05 | 8.6251e-05 | 8.1166e-05 | 7.6795e-05 | 7.3314e-05 | 6.9765e-05 | 6.7137e-05 | 6.6608e-05 | 6.8611e-05 | 6.9286e-05 | 7.1284e-05 | 7.139e-05 | 7.3685e-05 | 7.4421e-05 | 7.403e-05 | 7.4041e-05 | 7.5461e-05 | 7.3864e-05 | 7.6955e-05 | 7.6443e-05
TAS1 | PHES | 0 | 0 | 9.5338e-06 | 1.5262e-05 | 1.4344e-05 | 1.3562e-05 | 1.2891e-05 | 1.2338e-05 | 1.2156e-05 | 1.2204e-05 | 1.2039e-05 | 1.1997e-05 | 1.1958e-05 | 1.1889e-05 | 1.1695e-05 | 1.1668e-05 | 1.1525e-05 | 1.1623e-05 | 1.1546e-05 | 1.1424e-05 | 1.1273e-05 | 1.1297e-05 | 1.1163e-05 | 1.1183e-05 | 1.1e-05
TAS1 | VPP | 0 | 0 | 0 | 0 | 0 | 0 | 0 | 0 | 0 | 0 | 0 | 0 | 0 | 0 | 0 | 0 | 0 | 0 | 0 | 0 | 0 | 0 | 0 | 0 | 0
Total |  | 82839.2499 | 62406.2657 | 60346.969 | 52187.0805 | 50943.629 | 45360.3941 | 48405.8815 | 44286.8445 | 38243.6466 | 32110.0544 | 30935.8349 | 31024.0819 | 26588.5621 | 23086.4169 | 20343.1397 | 18989.5736 | 19349.1125 | 17235.341 | 15086.5427 | 13953.7156 | 15042.538 | 12540.4213 | 11841.3614 | 10518.6933 | 10730.8803
Explicitly modelled load
Region | Technology | 2026-27 | 2027-28 | 2028-29 | 2029-30 | 2030-31 | 2031-32 | 2032-33 | 2033-34 | 2034-35 | 2035-36 | 2036-37 | 2037-38 | 2038-39 | 2039-40 | 2040-41 | 2041-42 | 2042-43 | 2043-44 | 2044-45 | 2045-46 | 2046-47 | 2047-48 | 2048-49 | 2049-50 | 2050-51
NEM | Grid Battery Pump | 0 | 0 | 0 | 0 | 0 | 0 | 0 | 0 | 0 | 0 | 0 | 0 | 0 | 0 | 0 | 0 | 0 | 0 | 0 | 0 | 0 | 0 | 0 | 0 | 0
NEM | PHES Pump | 20300.4434 | 22655.9932 | 17615.5716 | 12050.9026 | 13791.4949 | 11030.5655 | 13920.2381 | 10435.3669 | 9165.5664 | 6667.3591 | 5875.1168 | 6767.75 | 4952.1319 | 3842.7239 | 4219.5142 | 3093.2937 | 3572.0581 | 2669.273 | 2708.8233 | 2339.5089 | 2818.5546 | 1655.0191 | 1541.9133 | 1555.6523 | 2031.3206
NEM | VPP Pump | 0 | 0 | 0 | 0 | 0 | 0 | 0 | 0 | 0 | 0 | 0 | 0 | 0 | 0 | 0 | 0 | 0 | 0 | 0 | 0 | 0 | 0 | 0 | 0 | 0
Region | Technology | 2026-27 | 2027-28 | 2028-29 | 2029-30 | 2030-31 | 2031-32 | 2032-33 | 2033-34 | 2034-35 | 2035-36 | 2036-37 | 2037-38 | 2038-39 | 2039-40 | 2040-41 | 2041-42 | 2042-43 | 2043-44 | 2044-45 | 2045-46 | 2046-47 | 2047-48 | 2048-49 | 2049-50 | 2050-51
NSW1 | Grid Battery Pump | 0 | 0 | 0 | 0 | 0 | 0 | 0 | 0 | 0 | 0 | 0 | 0 | 0 | 0 | 0 | 0 | 0 | 0 | 0 | 0 | 0 | 0 | 0 | 0 | 0
NSW1 | PHES Pump | 13847.1939 | 15408.5897 | 12115.0271 | 7894.4806 | 9297.0594 | 7449.243 | 9313.0736 | 7000.9714 | 6538.8464 | 5168.6777 | 4490.6894 | 4714.4091 | 3380.2028 | 2691.4491 | 3004.9922 | 2143.1247 | 2459.4957 | 1777.6421 | 1897.1565 | 1656.5368 | 2022.542 | 1027.5909 | 1035.2217 | 1023.8538 | 1376.8693
NSW1 | VPP Pump | 0 | 0 | 0 | 0 | 0 | 0 | 0 | 0 | 0 | 0 | 0 | 0 | 0 | 0 | 0 | 0 | 0 | 0 | 0 | 0 | 0 | 0 | 0 | 0 | 0
Region | Technology | 2026-27 | 2027-28 | 2028-29 | 2029-30 | 2030-31 | 2031-32 | 2032-33 | 2033-34 | 2034-35 | 2035-36 | 2036-37 | 2037-38 | 2038-39 | 2039-40 | 2040-41 | 2041-42 | 2042-43 | 2043-44 | 2044-45 | 2045-46 | 2046-47 | 2047-48 | 2048-49 | 2049-50 | 2050-51
QLD1 | Grid Battery Pump | 0 | 0 | 0 | 0 | 0 | 0 | 0 | 0 | 0 | 0 | 0 | 0 | 0 | 0 | 0 | 0 | 0 | 0 | 0 | 0 | 0 | 0 | 0 | 0 | 0
QLD1 | PHES Pump | 6453.2495 | 7247.4035 | 5500.5445 | 4156.422 | 4494.4355 | 3581.3225 | 4607.1645 | 3434.3955 | 2626.72 | 1498.6814 | 1384.4274 | 2053.3409 | 1571.9291 | 1151.2748 | 1214.522 | 950.169 | 1112.5624 | 891.6309 | 811.6667 | 682.9721 | 796.0126 | 627.4283 | 506.6915 | 531.7985 | 654.4512
QLD1 | VPP Pump | 0 | 0 | 0 | 0 | 0 | 0 | 0 | 0 | 0 | 0 | 0 | 0 | 0 | 0 | 0 | 0 | 0 | 0 | 0 | 0 | 0 | 0 | 0 | 0 | 0
Region | Technology | 2026-27 | 2027-28 | 2028-29 | 2029-30 | 2030-31 | 2031-32 | 2032-33 | 2033-34 | 2034-35 | 2035-36 | 2036-37 | 2037-38 | 2038-39 | 2039-40 | 2040-41 | 2041-42 | 2042-43 | 2043-44 | 2044-45 | 2045-46 | 2046-47 | 2047-48 | 2048-49 | 2049-50 | 2050-51
VIC1 | Grid Battery Pump | 0 | 0 | 0 | 0 | 0 | 0 | 0 | 0 | 0 | 0 | 0 | 0 | 0 | 0 | 0 | 0 | 0 | 0 | 0 | 0 | 0 | 0 | 0 | 0 | 0
VIC1 | PHES Pump | 0 | 0 | 0 | 0 | 0 | 0 | 0 | 0 | 0 | 0 | 0 | 0 | 0 | 0 | 0 | 0 | 0 | 0 | 0 | 0 | 0 | 0 | 0 | 0 | 0
VIC1 | VPP Pump | 0 | 0 | 0 | 0 | 0 | 0 | 0 | 0 | 0 | 0 | 0 | 0 | 0 | 0 | 0 | 0 | 0 | 0 | 0 | 0 | 0 | 0 | 0 | 0 | 0
Region | Technology | 2026-27 | 2027-28 | 2028-29 | 2029-30 | 2030-31 | 2031-32 | 2032-33 | 2033-34 | 2034-35 | 2035-36 | 2036-37 | 2037-38 | 2038-39 | 2039-40 | 2040-41 | 2041-42 | 2042-43 | 2043-44 | 2044-45 | 2045-46 | 2046-47 | 2047-48 | 2048-49 | 2049-50 | 2050-51
SA1 | Grid Battery Pump | 0 | 0 | 0 | 0 | 0 | 0 | 0 | 0 | 0 | 0 | 0 | 0 | 0 | 0 | 0 | 0 | 0 | 0 | 0 | 0 | 0 | 0 | 0 | 0 | 0
SA1 | PHES Pump | 0 | 0 | 0 | 0 | 0 | 0 | 0 | 0 | 0 | 0 | 0 | 0 | 0 | 0 | 0 | 0 | 0 | 0 | 0 | 0 | 0 | 0 | 0 | 0 | 0
SA1 | VPP Pump | 0 | 0 | 0 | 0 | 0 | 0 | 0 | 0 | 0 | 0 | 0 | 0 | 0 | 0 | 0 | 0 | 0 | 0 | 0 | 0 | 0 | 0 | 0 | 0 | 0
Region | Technology | 2026-27 | 2027-28 | 2028-29 | 2029-30 | 2030-31 | 2031-32 | 2032-33 | 2033-34 | 2034-35 | 2035-36 | 2036-37 | 2037-38 | 2038-39 | 2039-40 | 2040-41 | 2041-42 | 2042-43 | 2043-44 | 2044-45 | 2045-46 | 2046-47 | 2047-48 | 2048-49 | 2049-50 | 2050-51
TAS1 | Grid Battery Pump | 0 | 0 | 0 | 0 | 0 | 0 | 0 | 0 | 0 | 0 | 0 | 0 | 0 | 0 | 0 | 0 | 0 | 0 | 0 | 0 | 0 | 0 | 0 | 0 | 0
TAS1 | PHES Pump | 0 | 0 | 0 | 0 | 0 | 0 | 0 | 0 | 0 | 0 | 0 | 0 | 0 | 0 | 0 | 0 | 0 | 0 | 0 | 0 | 0 | 0 | 0 | 0 | 0
TAS1 | VPP Pump | 0 | 0 | 0 | 0 | 0 | 0 | 0 | 0 | 0 | 0 | 0 | 0 | 0 | 0 | 0 | 0 | 0 | 0 | 0 | 0 | 0 | 0 | 0 | 0 | 0

## BaseCase_FOM Cost
FOM cost by technology ($000s) - BaseCase, Step Change Scenario
FOM | Real June 2025 dollars discounted to 1 July 2025. For new entrant capacity, the FOM is incurred annually in modelling. For existing capacity that retires early as part of the least-cost solution, the associated FOM savings are presented as a negative cost that continues until the assumed fixed date retirement. For existing, committed and anticipated generators that do not retire early, FOM costs are not included since there will be no difference in these costs between the Base Case and option case.
Explicitly modelled generation
Region | Technology | 2026-27 | 2027-28 | 2028-29 | 2029-30 | 2030-31 | 2031-32 | 2032-33 | 2033-34 | 2034-35 | 2035-36 | 2036-37 | 2037-38 | 2038-39 | 2039-40 | 2040-41 | 2041-42 | 2042-43 | 2043-44 | 2044-45 | 2045-46 | 2046-47 | 2047-48 | 2048-49 | 2049-50 | 2050-51
NEM | Black Coal | 0 | 0 | -94812.7253 | -221818.0911 | -207306.6308 | -178664.9583 | -166504.9434 | -100503.2768 | -111118.6019 | -81330.0006 | -66733.4684 | -51335.8099 | -58972.9676 | -55260.8008 | -48560.195 | -57621.9103 | -42414.3566 | -35902.0324 | -29877.5736 | -24576.2832 | -19840.7477 | -18591.8337 | -17326.4654 | -16192.9583 | -15133.6059
NEM | Brown Coal | 0 | -28875.214 | -26909.9577 | -125971.995 | -126089.2635 | -133131.317 | -124070.3415 | -115953.5902 | -108367.8425 | -34798.7729 | -32430.3534 | -30308.7415 | -28325.9266 | -26542.8967 | -24736.3757 | -23118.1081 | -21605.7085 | -20245.6957 | -18867.7648 | -17633.4251 | -16479.8365 | 0 | 0 | 0 | 0
NEM | CCGT | 0 | 0.00016572 | 0.000176 | 0.00016449 | 0.00021458 | 0.00022907 | 0.00030467 | 0.00037861 | 0.00035555 | 0.00033471 | 0.00031326 | 0.00056031 | 0.00052497 | 0.00049263 | 0.00046063 | 0.00043158 | 0.00040462 | 0.00038859 | 0.00036335 | 0.00034083 | 0.00039573 | 0.00037205 | 0.00039408 | 0.0003683 | 0.00071497
NEM | Gas - Steam | 0 | 0 | 0 | 0 | 0 | 0 | 0 | 0 | 0 | 0 | 0 | 0 | 0 | 0 | 0 | 0 | 0 | 0 | 0 | 0 | 0 | 0 | 0 | 0 | 0
NEM | OCGT / Diesel | 0 | 0.00040791 | 0.00038714 | 0.00039674 | 0.00039767 | 0.00047935 | 0.00065298 | 0.00092211 | 0.00094065 | 6054.9844 | 5642.8795 | 13148.7696 | 12288.5697 | 11614.4142 | 10823.9321 | 20136.6902 | 18819.3366 | 22234.3706 | 25971.2762 | 24272.2207 | 28039.6314 | 26274.6229 | 28146.9726 | 26305.5819 | 29219.7843
NEM | Hydro | 0 | 0 | 0 | 0 | 0 | 0 | 0 | 0 | 0 | 0 | 0 | 0 | 0 | 0 | 0 | 0 | 0 | 0 | 0 | 0 | 0 | 0 | 0 | 0 | 0
NEM | Hydrogen Electrolyser | 0 | 0 | 0 | 0 | 9351.127 | 12342.9569 | 17901.2074 | 25413.7716 | 37326.3868 | 41760.5285 | 45643.2948 | 48900.902 | 51655.6421 | 53920.5208 | 55758.7444 | 52939.3845 | 59040.9633 | 59370.1716 | 57309.0252 | 58770.2018 | 58799.5133 | 55377.2921 | 51735.4482 | 50314.3465 | 47031.3807
NEM | Wind | 0 | 16029.5686 | 88984.8472 | 359743.9756 | 339028.4426 | 374819.7923 | 419514.2351 | 477101.407 | 552680.0923 | 603031.1661 | 663749.6797 | 747587.351 | 791932.7758 | 842962.9129 | 789952.5049 | 782478.1228 | 754977.6899 | 720320.9549 | 686725.8507 | 647863.8638 | 625524.0601 | 590472.0483 | 550284.2653 | 514284.3619 | 480639.5904
NEM | Solar PV | 0 | 0.0018362 | 0.0026944 | 68072.315 | 63618.986 | 59614.3674 | 55556.9875 | 51922.4182 | 59359.4119 | 57775.408 | 54930.3104 | 77783.7004 | 72695.0521 | 68119.1223 | 71621.5646 | 69636.4146 | 70204.9077 | 87333.739 | 82457.6948 | 77922.673 | 96218.6023 | 91296.2748 | 89293.8148 | 83577.3425 | 78109.6659
NEM | Grid Battery | 0 | 0.0073915 | 0.010796 | 122408.7897 | 114400.738 | 107199.5636 | 99903.5146 | 108803.0527 | 106340.7691 | 99646.945 | 92864.9305 | 86789.6549 | 81111.8271 | 76006.0874 | 70833.0801 | 76339.6555 | 71345.4725 | 66854.4948 | 63293.4548 | 59152.7616 | 69220.6957 | 64863.4663 | 70018.0465 | 65437.4399 | 65232.1005
NEM | PHES | 0 | 0 | 0.0021276 | 0.0034992 | 0.0035221 | 0.0033087 | 0.0032069 | 0.009213 | 0.0086693 | 0.0082021 | 0.0077103 | 0.0072793 | 0.0068759 | 0.0065156 | 0.0061318 | 0.0058699 | 0.0055488 | 0.0052927 | 0.0050667 | 0.0048007 | 0.0045913 | 0.0043761 | 0.0042437 | 0.0040051 | 0.0038345
NEM | VPP | 0 | 0 | 0 | 0 | 0 | 0 | 0 | 0 | 0 | 0 | 0 | 0 | 0 | 0 | 0 | 0 | 0 | 0 | 0 | 0 | 0 | 0 | 0 | 0 | 0
Total |  | 0 | -12845.6357 | -32737.8196 | 202434.9983 | 193003.4034 | 242180.4089 | 302300.664 | 446783.7931 | 536220.2258 | 692140.267 | 763667.2811 | 892565.8344 | 922384.9799 | 970819.3671 | 925693.2621 | 920790.2555 | 910368.3108 | 899966.0085 | 867011.9687 | 825772.0177 | 841481.9236 | 809691.8754 | 772152.0867 | 723726.1186 | 685098.9205
Region | Technology | 2026-27 | 2027-28 | 2028-29 | 2029-30 | 2030-31 | 2031-32 | 2032-33 | 2033-34 | 2034-35 | 2035-36 | 2036-37 | 2037-38 | 2038-39 | 2039-40 | 2040-41 | 2041-42 | 2042-43 | 2043-44 | 2044-45 | 2045-46 | 2046-47 | 2047-48 | 2048-49 | 2049-50 | 2050-51
NSW1 | Black Coal | 0 | 0 | -22917.8237 | -76084.3674 | -71106.8854 | -66630.9258 | -62095.996 | -2924.8213 | -2733.4778 | -2561.4138 | -2387.0829 | -2230.9186 | -13080.5459 | -12257.1658 | 0 | 0 | 0 | 0 | 0 | 0 | 0 | 0 | 0 | 0 | 0
NSW1 | Brown Coal | 0 | 0 | 0 | 0 | 0 | 0 | 0 | 0 | 0 | 0 | 0 | 0 | 0 | 0 | 0 | 0 | 0 | 0 | 0 | 0 | 0 | 0 | 0 | 0 | 0
NSW1 | CCGT | 0 | 4.6375e-05 | 4.9749e-05 | 4.6494e-05 | 5.8421e-05 | 6.2231e-05 | 8.1404e-05 | 9.7894e-05 | 9.149e-05 | 8.5731e-05 | 7.9896e-05 | 0.000118 | 0.00011028 | 0.00010334 | 9.6305e-05 | 9.0005e-05 | 8.4117e-05 | 7.8822e-05 | 7.3457e-05 | 6.8651e-05 | 7.1199e-05 | 6.6718e-05 | 6.5836e-05 | 6.1529e-05 | 0.00010219
NSW1 | Gas - Steam | 0 | 0 | 0 | 0 | 0 | 0 | 0 | 0 | 0 | 0 | 0 | 0 | 0 | 0 | 0 | 0 | 0 | 0 | 0 | 0 | 0 | 0 | 0 | 0 | 0
NSW1 | OCGT / Diesel | 0 | 8.6138e-05 | 8.2424e-05 | 8.8675e-05 | 9.022e-05 | 0.00010826 | 0.00015313 | 0.00018535 | 0.00020117 | 0.00045023 | 0.00041959 | 6320.0858 | 5906.6222 | 5534.8185 | 5158.1164 | 6073.2549 | 5675.9392 | 9043.6935 | 11614.5571 | 10854.7263 | 10144.604 | 9506.0324 | 8859.0477 | 8279.4839 | 9829.3649
NSW1 | Hydro | 0 | 0 | 0 | 0 | 0 | 0 | 0 | 0 | 0 | 0 | 0 | 0 | 0 | 0 | 0 | 0 | 0 | 0 | 0 | 0 | 0 | 0 | 0 | 0 | 0
NSW1 | Hydrogen Electrolyser | 0 | 0 | 0 | 0 | 832.3532 | 2279.2563 | 4759.2343 | 7913.9773 | 11801.8787 | 13609.7155 | 15197.7291 | 16524.2427 | 17613.2869 | 18520.5935 | 19207.6484 | 17951.0733 | 19839.38 | 19154.2338 | 17850.5883 | 18709.0355 | 19980.4733 | 18722.764 | 17448.4845 | 16687.3592 | 15595.6628
NSW1 | Wind | 0 | 0.0023998 | 0.0034204 | 43887.414 | 41016.2748 | 38434.4266 | 35818.563 | 33475.2956 | 31285.3236 | 29316.0088 | 31793.8108 | 47415.2115 | 55837.6096 | 53807.6715 | 54245.4268 | 66766.2185 | 78608.2242 | 75357.9473 | 70235.974 | 69658.5453 | 68787.8844 | 65891.8316 | 61407.2049 | 57389.9111 | 53635.4309
NSW1 | Solar PV | 0 | 0.00040155 | 0.0006249 | 57158.5963 | 53419.2488 | 50056.6715 | 46649.7926 | 43597.937 | 40745.7355 | 38180.9169 | 35582.3071 | 33302.6099 | 31123.9392 | 29164.783 | 27179.9395 | 25401.8126 | 24661.5456 | 32434.068 | 30226.5912 | 29108.5575 | 32551.0656 | 31636.4135 | 29483.2254 | 27554.4163 | 25751.7909
NSW1 | Grid Battery | 0 | 0.001542 | 0.0019821 | 28224.7015 | 26378.2256 | 24717.7975 | 23035.4935 | 36963.7806 | 34545.5893 | 32371.0508 | 30167.8629 | 28194.2644 | 26349.7798 | 24691.1423 | 23010.6524 | 21505.283 | 20098.3953 | 18833.2632 | 17551.4633 | 16403.2368 | 15330.1281 | 14365.1437 | 13387.4465 | 12511.6334 | 11693.1158
NSW1 | PHES | 0 | 0 | 0.0011902 | 0.0019777 | 0.0018483 | 0.001732 | 0.0017134 | 0.0077932 | 0.0072834 | 0.0068249 | 0.0063604 | 0.0059443 | 0.0055554 | 0.0052139 | 0.0048591 | 0.0046083 | 0.0043068 | 0.0040499 | 0.0038392 | 0.0035909 | 0.0034013 | 0.0031898 | 0.0030238 | 0.0028413 | 0.0026923
NSW1 | VPP | 0 | 0 | 0 | 0 | 0 | 0 | 0 | 0 | 0 | 0 | 0 | 0 | 0 | 0 | 0 | 0 | 0 | 0 | 0 | 0 | 0 | 0 | 0 | 0 | 0
Total |  | 0 | 0.0044759 | -22917.8163 | 53186.3464 | 50539.219 | 48857.228 | 48167.0894 | 119026.1773 | 115645.0569 | 110916.2855 | 110354.6339 | 129525.5019 | 123750.6976 | 119461.8484 | 128801.7885 | 137697.647 | 148883.4887 | 154823.2098 | 147479.1778 | 144734.105 | 146794.1589 | 140122.1886 | 130585.4122 | 122422.8068 | 116505.3682
Region | Technology | 2026-27 | 2027-28 | 2028-29 | 2029-30 | 2030-31 | 2031-32 | 2032-33 | 2033-34 | 2034-35 | 2035-36 | 2036-37 | 2037-38 | 2038-39 | 2039-40 | 2040-41 | 2041-42 | 2042-43 | 2043-44 | 2044-45 | 2045-46 | 2046-47 | 2047-48 | 2048-49 | 2049-50 | 2050-51
QLD1 | Black Coal | 0 | 0 | -71894.9016 | -145733.7237 | -136199.7454 | -112034.0324 | -104408.9474 | -97578.4555 | -108385.1241 | -78768.5868 | -64346.3855 | -49104.8913 | -45892.4218 | -43003.6351 | -48560.195 | -57621.9103 | -42414.3566 | -35902.0324 | -29877.5736 | -24576.2832 | -19840.7477 | -18591.8337 | -17326.4654 | -16192.9583 | -15133.6059
QLD1 | Brown Coal | 0 | 0 | 0 | 0 | 0 | 0 | 0 | 0 | 0 | 0 | 0 | 0 | 0 | 0 | 0 | 0 | 0 | 0 | 0 | 0 | 0 | 0 | 0 | 0 | 0
QLD1 | CCGT | 0 | 4.8962e-05 | 5.1035e-05 | 4.7696e-05 | 6.0309e-05 | 6.547e-05 | 8.3854e-05 | 0.00012496 | 0.00011679 | 0.00010944 | 0.00010199 | 0.00023538 | 0.00021998 | 0.00020613 | 0.0001921 | 0.00017953 | 0.00016779 | 0.00015723 | 0.00014653 | 0.00013694 | 0.00019657 | 0.00018419 | 0.000212 | 0.00019813 | 0.00031338
QLD1 | Gas - Steam | 0 | 0 | 0 | 0 | 0 | 0 | 0 | 0 | 0 | 0 | 0 | 0 | 0 | 0 | 0 | 0 | 0 | 0 | 0 | 0 | 0 | 0 | 0 | 0 | 0
QLD1 | OCGT / Diesel | 0 | 8.8429e-05 | 8.2411e-05 | 8.0722e-05 | 7.7089e-05 | 9.2236e-05 | 0.00011968 | 0.00027962 | 0.00026133 | 0.00028421 | 0.00026487 | 0.00097946 | 0.00091538 | 99.373 | 92.6096 | 86.551 | 80.8888 | 75.7971 | 1393.4498 | 1302.2895 | 6572.4059 | 6158.6932 | 9400.1418 | 8785.1793 | 8210.4479
QLD1 | Hydro | 0 | 0 | 0 | 0 | 0 | 0 | 0 | 0 | 0 | 0 | 0 | 0 | 0 | 0 | 0 | 0 | 0 | 0 | 0 | 0 | 0 | 0 | 0 | 0 | 0
QLD1 | Hydrogen Electrolyser | 0 | 0 | 0 | 0 | 1142.1753 | 1333.0367 | 1718.5894 | 2302.1905 | 5465.5283 | 5861.296 | 6131.6981 | 6329.0852 | 6538.7892 | 6748.3637 | 6974.876 | 6518.5757 | 6914.3335 | 7386.1018 | 6883.4004 | 8238.5322 | 8521.6015 | 8022.6815 | 7560.4185 | 7948.0957 | 7428.1268
QLD1 | Wind | 0 | 0.0023838 | 0.0031307 | 64112.9866 | 59918.679 | 56146.9826 | 52325.5965 | 62662.4216 | 75059.2558 | 70334.5066 | 79683.331 | 90743.1177 | 84806.652 | 84770.3455 | 79000.8409 | 100019.1547 | 94845.4429 | 95757.3488 | 97883.8435 | 91480.2276 | 91191.9814 | 85451.7268 | 79635.8467 | 74426.0269 | 69557.0344
QLD1 | Solar PV | 0 | 0.00048021 | 0.00068969 | 0.0026387 | 0.0024661 | 0.0030438 | 0.0028367 | 0.0026511 | 0.0024777 | 2152.4907 | 3093.113 | 27467.8205 | 25670.8605 | 24054.9588 | 30556.3029 | 28557.2924 | 30891.6708 | 35414.1548 | 34071.7799 | 31842.785 | 47681.9407 | 44680.5093 | 45850.7386 | 42976.3367 | 40164.8006
QLD1 | Grid Battery | 0 | 0.0017094 | 0.0022421 | 38093.3655 | 35601.2762 | 33360.2854 | 31089.7699 | 29055.8597 | 27155.009 | 25445.6848 | 23713.8404 | 22162.4677 | 20712.5866 | 19408.793 | 18087.8221 | 26054.0285 | 24349.5593 | 22816.8295 | 21263.9062 | 19872.8095 | 32510.4597 | 30464.0263 | 37959.8464 | 35476.4977 | 36606.8596
QLD1 | PHES | 0 | 0 | 0 | 0 | 0.00025183 | 0.00023597 | 0.00021991 | 0.00020553 | 0.00019208 | 0.00017999 | 0.00016774 | 0.00015677 | 0.00014651 | 0.00013729 | 0.00012794 | 0.00011957 | 0.00011175 | 0.00010472 | 9.759e-05 | 9.1205e-05 | 8.5239e-05 | 7.9873e-05 | 7.4437e-05 | 6.9567e-05 | 6.5016e-05
QLD1 | VPP | 0 | 0 | 0 | 0 | 0 | 0 | 0 | 0 | 0 | 0 | 0 | 0 | 0 | 0 | 0 | 0 | 0 | 0 | 0 | 0 | 0 | 0 | 0 | 0 | 0
Total |  | 0 | 0.0047108 | -71894.8954 | -43527.3688 | -39537.6119 | -21193.7243 | -19274.9883 | -3557.9805 | -705.3279 | 25025.3919 | 48275.5975 | 97597.6011 | 91836.4678 | 92078.1993 | 86152.2568 | 103613.6923 | 114667.5391 | 125548.1998 | 131618.8065 | 128160.3608 | 166637.6418 | 156185.8037 | 163080.5268 | 153419.1781 | 146833.6638
Region | Technology | 2026-27 | 2027-28 | 2028-29 | 2029-30 | 2030-31 | 2031-32 | 2032-33 | 2033-34 | 2034-35 | 2035-36 | 2036-37 | 2037-38 | 2038-39 | 2039-40 | 2040-41 | 2041-42 | 2042-43 | 2043-44 | 2044-45 | 2045-46 | 2046-47 | 2047-48 | 2048-49 | 2049-50 | 2050-51
VIC1 | Black Coal | 0 | 0 | 0 | 0 | 0 | 0 | 0 | 0 | 0 | 0 | 0 | 0 | 0 | 0 | 0 | 0 | 0 | 0 | 0 | 0 | 0 | 0 | 0 | 0 | 0
VIC1 | Brown Coal | 0 | -28875.214 | -26909.9577 | -125971.995 | -126089.2635 | -133131.317 | -124070.3415 | -115953.5902 | -108367.8425 | -34798.7729 | -32430.3534 | -30308.7415 | -28325.9266 | -26542.8967 | -24736.3757 | -23118.1081 | -21605.7085 | -20245.6957 | -18867.7648 | -17633.4251 | -16479.8365 | 0 | 0 | 0 | 0
VIC1 | CCGT | 0 | 0 | 0 | 0 | 0 | 0 | 0 | 0 | 0 | 0 | 0 | 0 | 0 | 0 | 0 | 0 | 0 | 0 | 0 | 0 | 0 | 0 | 0 | 0 | 0
VIC1 | Gas - Steam | 0 | 0 | 0 | 0 | 0 | 0 | 0 | 0 | 0 | 0 | 0 | 0 | 0 | 0 | 0 | 0 | 0 | 0 | 0 | 0 | 0 | 0 | 0 | 0 | 0
VIC1 | OCGT / Diesel | 0 | 8.028e-05 | 7.9664e-05 | 8.8372e-05 | 8.9637e-05 | 0.00010762 | 0.00016102 | 0.00017845 | 0.00019914 | 6054.9828 | 5642.878 | 6220.9621 | 5813.9833 | 5448.011 | 5077.217 | 13513.3429 | 12629.2924 | 12655.082 | 11793.7716 | 11022.2165 | 10301.1369 | 9652.712 | 8995.7442 | 8407.2376 | 10102.2396
VIC1 | Hydro | 0 | 0 | 0 | 0 | 0 | 0 | 0 | 0 | 0 | 0 | 0 | 0 | 0 | 0 | 0 | 0 | 0 | 0 | 0 | 0 | 0 | 0 | 0 | 0 | 0
VIC1 | Hydrogen Electrolyser | 0 | 0 | 0 | 0 | 810.0936 | 2122.8181 | 4562.1266 | 8060.8506 | 12589.5055 | 14995.8816 | 17139.7612 | 19015.0681 | 20614.1751 | 21936.7133 | 23001.7692 | 22056.3392 | 24694.0059 | 25282.7281 | 24981.5042 | 24226.2786 | 22701.4821 | 21272.4936 | 19824.6784 | 18527.7369 | 17315.6419
VIC1 | Wind | 0 | 0.0029603 | 66576.9684 | 222607.1118 | 208044.0297 | 249438.7801 | 300204.8354 | 349536.4798 | 414813.9945 | 471828.3738 | 517183.6066 | 555749.2375 | 597726.4591 | 651564.196 | 607218.4528 | 567493.8816 | 536151.089 | 506655.2349 | 474852.5696 | 445834.0033 | 423542.2133 | 399215.6621 | 372044.8702 | 347705.4861 | 324958.3981
VIC1 | Solar PV | 0 | 0.00024118 | 0.00033461 | 3202.8672 | 2993.3339 | 2804.9127 | 2614.0091 | 2442.9992 | 13116.9642 | 12291.2917 | 11454.741 | 10705.3654 | 10005.0144 | 9375.2295 | 8737.1473 | 8165.5583 | 7631.3629 | 7150.9923 | 6664.2927 | 6228.311 | 5945.3907 | 5571.1467 | 5191.972 | 4852.3103 | 4534.8694
VIC1 | Grid Battery | 0 | 0.0016385 | 0.0027579 | 47692.1537 | 44572.1063 | 41766.4294 | 38923.788 | 36377.372 | 38653.217 | 36220.116 | 33754.9591 | 31546.6907 | 29482.8885 | 27627.0314 | 25746.7236 | 24062.3585 | 22488.1855 | 21072.6235 | 19638.4115 | 18353.6556 | 17152.9492 | 16073.2238 | 14979.2732 | 13999.3229 | 13083.4795
VIC1 | PHES | 0 | 0 | 0 | 0 | 0 | 0 | 0 | 0 | 0 | 0 | 0 | 0 | 0 | 0 | 0 | 0 | 0 | 0 | 0 | 0 | 0 | 0 | 0 | 0 | 0
VIC1 | VPP | 0 | 0 | 0 | 0 | 0 | 0 | 0 | 0 | 0 | 0 | 0 | 0 | 0 | 0 | 0 | 0 | 0 | 0 | 0 | 0 | 0 | 0 | 0 | 0 | 0
Total |  | 0 | -28875.2091 | 39667.0139 | 147530.1379 | 130330.3 | 163001.6234 | 222234.4178 | 280464.1116 | 370805.839 | 506591.873 | 552745.5925 | 592928.5823 | 635316.5938 | 689408.2844 | 645044.9343 | 612173.3725 | 581988.2272 | 552570.965 | 519062.7849 | 488031.0398 | 463163.3357 | 451785.2383 | 421036.5381 | 393492.0938 | 369994.6286
Region | Technology | 2026-27 | 2027-28 | 2028-29 | 2029-30 | 2030-31 | 2031-32 | 2032-33 | 2033-34 | 2034-35 | 2035-36 | 2036-37 | 2037-38 | 2038-39 | 2039-40 | 2040-41 | 2041-42 | 2042-43 | 2043-44 | 2044-45 | 2045-46 | 2046-47 | 2047-48 | 2048-49 | 2049-50 | 2050-51
SA1 | Black Coal | 0 | 0 | 0 | 0 | 0 | 0 | 0 | 0 | 0 | 0 | 0 | 0 | 0 | 0 | 0 | 0 | 0 | 0 | 0 | 0 | 0 | 0 | 0 | 0 | 0
SA1 | Brown Coal | 0 | 0 | 0 | 0 | 0 | 0 | 0 | 0 | 0 | 0 | 0 | 0 | 0 | 0 | 0 | 0 | 0 | 0 | 0 | 0 | 0 | 0 | 0 | 0 | 0
SA1 | CCGT | 0 | 4.8412e-05 | 5.4743e-05 | 5.1161e-05 | 7.0074e-05 | 7.4336e-05 | 0.00011079 | 0.0001267 | 0.00011841 | 0.00011096 | 0.0001034 | 0.00017936 | 0.00016763 | 0.00015708 | 0.00014639 | 0.00013681 | 0.00012786 | 0.00012864 | 0.00011988 | 0.00011204 | 0.00010518 | 9.8559e-05 | 9.1851e-05 | 8.5842e-05 | 0.00026726
SA1 | Gas - Steam | 0 | 0 | 0 | 0 | 0 | 0 | 0 | 0 | 0 | 0 | 0 | 0 | 0 | 0 | 0 | 0 | 0 | 0 | 0 | 0 | 0 | 0 | 0 | 0 | 0
SA1 | OCGT / Diesel | 0 | 7.9727e-05 | 7.4301e-05 | 7.3629e-05 | 7.2668e-05 | 8.8421e-05 | 0.00011574 | 0.00014538 | 0.00014579 | 0.00067841 | 0.00063223 | 607.7206 | 567.9632 | 532.2116 | 495.9891 | 463.5412 | 433.2161 | 459.7979 | 1169.4975 | 1092.9883 | 1021.4844 | 957.1851 | 892.0387 | 833.681 | 1077.7318
SA1 | Hydro | 0 | 0 | 0 | 0 | 0 | 0 | 0 | 0 | 0 | 0 | 0 | 0 | 0 | 0 | 0 | 0 | 0 | 0 | 0 | 0 | 0 | 0 | 0 | 0 | 0
SA1 | Hydrogen Electrolyser | 0 | 0 | 0 | 0 | 6109.0343 | 5778.6144 | 5650.3644 | 5610.7901 | 5661.0488 | 5599.0446 | 5538.6586 | 5474.1121 | 5403.7181 | 5322.696 | 5226.0715 | 5124.095 | 6331.2192 | 6347.4234 | 6374.1108 | 6402.8778 | 6441.6955 | 6277.7492 | 5850.4829 | 6157.0369 | 5754.2401
SA1 | Wind | 0 | 0.0025193 | 0.0037854 | 1024.5353 | 957.5096 | 897.2374 | 836.1711 | 781.4709 | 730.3467 | 684.3749 | 4444.1104 | 23284.8096 | 23540.1626 | 23215.7245 | 21897.7364 | 22413.7764 | 21274.7173 | 19969.1161 | 22709.0493 | 21223.4108 | 23620.9746 | 22688.8491 | 21144.6364 | 19761.3424 | 18468.5443
SA1 | Solar PV | 0 | 0.00041741 | 0.00066621 | 7345.9401 | 6865.3646 | 6433.211 | 5995.3639 | 5603.1438 | 5236.583 | 4906.9562 | 4572.9866 | 6095.603 | 5696.8253 | 5338.2277 | 4974.9056 | 7349.8174 | 6868.9883 | 12192.7103 | 11362.8691 | 10619.5039 | 9924.77 | 9300.0363 | 8667.0718 | 8100.0671 | 7570.1562
SA1 | Grid Battery | 0 | 0.0015902 | 0.0027052 | 8398.5664 | 7849.1274 | 7355.049 | 6854.4612 | 6406.0385 | 5986.9518 | 5610.0917 | 5228.2664 | 4886.2304 | 4566.5704 | 4279.1189 | 3987.8802 | 4717.9836 | 4409.3305 | 4131.7767 | 4839.6718 | 4523.0578 | 4227.1568 | 3961.0703 | 3691.4781 | 3449.9832 | 3848.643
SA1 | PHES | 0 | 0 | 0 | 0 | 0 | 0 | 0 | 0 | 0 | 0 | 0 | 0 | 0 | 0 | 0 | 0 | 0 | 0 | 0 | 0 | 0 | 0 | 0 | 0 | 0
SA1 | VPP | 0 | 0 | 0 | 0 | 0 | 0 | 0 | 0 | 0 | 0 | 0 | 0 | 0 | 0 | 0 | 0 | 0 | 0 | 0 | 0 | 0 | 0 | 0 | 0 | 0
Total |  | 0 | 0.004655 | 0.0072858 | 16769.0419 | 21781.0361 | 20464.112 | 19336.3608 | 18401.4436 | 17614.9306 | 16800.4682 | 19784.0227 | 40348.4759 | 39775.2398 | 38687.9788 | 36582.5829 | 40069.2138 | 39317.4715 | 43100.8245 | 46455.1988 | 43861.8387 | 45236.0814 | 43184.89 | 40245.7079 | 38302.1107 | 36719.3156
Region | Technology | 2026-27 | 2027-28 | 2028-29 | 2029-30 | 2030-31 | 2031-32 | 2032-33 | 2033-34 | 2034-35 | 2035-36 | 2036-37 | 2037-38 | 2038-39 | 2039-40 | 2040-41 | 2041-42 | 2042-43 | 2043-44 | 2044-45 | 2045-46 | 2046-47 | 2047-48 | 2048-49 | 2049-50 | 2050-51
TAS1 | Black Coal | 0 | 0 | 0 | 0 | 0 | 0 | 0 | 0 | 0 | 0 | 0 | 0 | 0 | 0 | 0 | 0 | 0 | 0 | 0 | 0 | 0 | 0 | 0 | 0 | 0
TAS1 | Brown Coal | 0 | 0 | 0 | 0 | 0 | 0 | 0 | 0 | 0 | 0 | 0 | 0 | 0 | 0 | 0 | 0 | 0 | 0 | 0 | 0 | 0 | 0 | 0 | 0 | 0
TAS1 | CCGT | 0 | 2.1972e-05 | 2.0477e-05 | 1.9137e-05 | 2.5776e-05 | 2.7029e-05 | 2.8618e-05 | 2.9055e-05 | 2.8867e-05 | 2.859e-05 | 2.7969e-05 | 2.7571e-05 | 2.7081e-05 | 2.6084e-05 | 2.5833e-05 | 2.523e-05 | 2.4852e-05 | 2.3903e-05 | 2.3484e-05 | 2.3203e-05 | 2.2787e-05 | 2.2583e-05 | 2.4393e-05 | 2.2798e-05 | 3.214e-05
TAS1 | Gas - Steam | 0 | 0 | 0 | 0 | 0 | 0 | 0 | 0 | 0 | 0 | 0 | 0 | 0 | 0 | 0 | 0 | 0 | 0 | 0 | 0 | 0 | 0 | 0 | 0 | 0
TAS1 | OCGT / Diesel | 0 | 7.3336e-05 | 6.8344e-05 | 6.5342e-05 | 6.8057e-05 | 8.2809e-05 | 0.00010342 | 0.0001333 | 0.00013322 | 0.00013359 | 0.00013221 | 0.00013181 | 0.00013118 | 0.00013023 | 0.00012926 | 0.00012839 | 0.00012792 | 0.00012807 | 0.00012696 | 0.00012651 | 0.00012589 | 0.00012603 | 0.00013029 | 0.00012564 | 0.00012859
TAS1 | Hydro | 0 | 0 | 0 | 0 | 0 | 0 | 0 | 0 | 0 | 0 | 0 | 0 | 0 | 0 | 0 | 0 | 0 | 0 | 0 | 0 | 0 | 0 | 0 | 0 | 0
TAS1 | Hydrogen Electrolyser | 0 | 0 | 0 | 0 | 457.4706 | 829.2315 | 1210.8927 | 1525.9631 | 1808.4255 | 1694.5907 | 1635.4477 | 1558.3939 | 1485.6728 | 1392.1543 | 1348.3793 | 1289.3013 | 1262.0247 | 1199.6846 | 1219.4215 | 1193.4776 | 1154.2609 | 1081.6038 | 1051.3838 | 994.1178 | 937.709
TAS1 | Wind | 0 | 16029.5583 | 22407.8685 | 28111.9279 | 29091.9495 | 29902.3656 | 30329.0691 | 30645.7391 | 30791.1718 | 30867.9019 | 30644.8209 | 30394.9748 | 30021.8925 | 29604.9756 | 27590.048 | 25785.0916 | 24098.2165 | 22581.3079 | 21044.4142 | 19667.6768 | 18381.0064 | 17223.9786 | 16051.7071 | 15001.5954 | 14020.1827
TAS1 | Solar PV | 0 | 0.00029583 | 0.00037895 | 364.9088 | 341.0363 | 319.5691 | 297.8191 | 278.3356 | 260.1267 | 243.7525 | 227.1627 | 212.3016 | 198.4127 | 185.9232 | 173.2692 | 161.9339 | 151.3401 | 141.8137 | 132.1618 | 123.5157 | 115.4353 | 108.169 | 100.807 | 94.2121 | 88.0487
TAS1 | Grid Battery | 0 | 0.00091136 | 0.0011091 | 0.0026407 | 0.002468 | 0.0023126 | 0.0021552 | 0.0020142 | 0.0018825 | 0.0017932 | 0.0017302 | 0.001677 | 0.0016909 | 0.0017525 | 0.0017733 | 0.0018297 | 0.0018394 | 0.001897 | 0.0019105 | 0.0019054 | 0.001906 | 0.0021767 | 0.0023338 | 0.0026587 | 0.0026033
TAS1 | PHES | 0 | 0 | 0.00093749 | 0.0015215 | 0.001422 | 0.0013408 | 0.0012736 | 0.0012143 | 0.0011938 | 0.0011972 | 0.0011822 | 0.0011783 | 0.001174 | 0.0011644 | 0.0011447 | 0.001142 | 0.0011302 | 0.0011381 | 0.00113 | 0.0011187 | 0.0011047 | 0.0011064 | 0.0011454 | 0.0010942 | 0.0010771
TAS1 | VPP | 0 | 0 | 0 | 0 | 0 | 0 | 0 | 0 | 0 | 0 | 0 | 0 | 0 | 0 | 0 | 0 | 0 | 0 | 0 | 0 | 0 | 0 | 0 | 0 | 0
Total |  | 0 | 16029.5596 | 22407.871 | 28476.8409 | 29890.4603 | 31051.1699 | 31837.7844 | 32450.0412 | 32859.7273 | 32806.2483 | 32507.4344 | 32165.6732 | 31705.981 | 31183.0562 | 29111.6996 | 27236.3299 | 25511.5843 | 23922.8094 | 22396.0007 | 20984.6734 | 19650.7058 | 18413.7548 | 17203.9016 | 16089.9292 | 15045.9443

## BaseCase_Fuel Cost
Fuel cost by technology ($000s) - BaseCase, Step Change Scenario
Fuel | Real June 2025 dollars discounted to 1 July 2025
Explicitly modelled generation
Region | Technology | 2026-27 | 2027-28 | 2028-29 | 2029-30 | 2030-31 | 2031-32 | 2032-33 | 2033-34 | 2034-35 | 2035-36 | 2036-37 | 2037-38 | 2038-39 | 2039-40 | 2040-41 | 2041-42 | 2042-43 | 2043-44 | 2044-45 | 2045-46 | 2046-47 | 2047-48 | 2048-49 | 2049-50 | 2050-51
NEM | Black Coal | 2766564.356 | 2182722.181 | 1747798.4149 | 605497.781 | 548434.2514 | 497252.4336 | 456988.7033 | 391495.5199 | 309244.3367 | 240640.1358 | 203000.7886 | 164116.8846 | 84679.1973 | 79406.6326 | 3608.9585 | 0.020987 | 0.011072 | 0.0081272 | 0.0064154 | 0.0043486 | 0.0038158 | 0.0034115 | 0.0030131 | 0.0029111 | 0.0036363
NEM | Brown Coal | 295527.522 | 247671.3676 | 156983.8916 | 26943.9426 | 19345.4986 | 0.0060359 | 0.005455 | 0.0050279 | 0.0031436 | 0.00095205 | 0.00069957 | 0.00064987 | 0.00061663 | 0.0005803 | 0.00049175 | 0.00044039 | 0.00039619 | 0.0003708 | 0.00032808 | 0.00026236 | 0.00024511 | 0 | 0 | 0 | 0
NEM | CCGT | 593248.2808 | 392421.6644 | 728439.4336 | 745834.3942 | 649037.9469 | 533829.0263 | 599209.1535 | 606694.4034 | 509493.9343 | 432602.4486 | 384259.7757 | 342751.3629 | 321178.479 | 287541.8011 | 274333.2374 | 218930.6817 | 224304.6944 | 184612.8618 | 165267.0229 | 123117.3614 | 111783.1816 | 91811.1307 | 96435.9735 | 85974.6768 | 58622.877
NEM | Gas - Steam | 2758.0951 | 1878.6473 | 14104.7996 | 23023.2695 | 31619.6451 | 27228.3261 | 48020.4431 | 22334.322 | 31253.6976 | 11174.6277 | 11031.3582 | 18709.7232 | 15555.7586 | 727.8692 | 706.9629 | 643.8141 | 640.826 | 562.8226 | 491.4639 | 468.0595 | 470.8747 | 393.3277 | 367.4573 | 340.6904 | 0
NEM | OCGT / Diesel | 394273.0175 | 218301.4839 | 394721.3526 | 634312.9738 | 635895.2 | 498652.1946 | 540325.0827 | 441119.4139 | 538749.4515 | 316421.4657 | 349368.7932 | 517916.3588 | 638871.9763 | 688945.8274 | 672084.1519 | 594844.8257 | 403155.6888 | 711480.9386 | 451426.9117 | 501112.5646 | 603229.6379 | 564834.9904 | 601049.2513 | 531847.2543 | 632115.4856
NEM | Hydro | 0 | 0 | 0 | 0 | 0 | 0 | 0 | 0 | 0 | 0 | 0 | 0 | 0 | 0 | 0 | 0 | 0 | 0 | 0 | 0 | 0 | 0 | 0 | 0 | 0
NEM | Hydrogen Electrolyser | 0 | 0 | 0 | 0 | 0 | 0 | 0 | 0 | 0 | 0 | 0 | 0 | 0 | 0 | 0 | 0 | 0 | 0 | 0 | 0 | 0 | 0 | 0 | 0 | 0
NEM | Wind | 0 | 0 | 0 | 0 | 0 | 0 | 0 | 0 | 0 | 0 | 0 | 0 | 0 | 0 | 0 | 0 | 0 | 0 | 0 | 0 | 0 | 0 | 0 | 0 | 0
NEM | Solar PV | 0 | 0 | 0 | 0 | 0 | 0 | 0 | 0 | 0 | 0 | 0 | 0 | 0 | 0 | 0 | 0 | 0 | 0 | 0 | 0 | 0 | 0 | 0 | 0 | 0
NEM | Grid Battery | 0 | 0 | 0 | 0 | 0 | 0 | 0 | 0 | 0 | 0 | 0 | 0 | 0 | 0 | 0 | 0 | 0 | 0 | 0 | 0 | 0 | 0 | 0 | 0 | 0
NEM | PHES | 0 | 0 | 0 | 0 | 0 | 0 | 0 | 0 | 0 | 0 | 0 | 0 | 0 | 0 | 0 | 0 | 0 | 0 | 0 | 0 | 0 | 0 | 0 | 0 | 0
NEM | VPP | 0 | 0 | 0 | 0 | 0 | 0 | 0 | 0 | 0 | 0 | 0 | 0 | 0 | 0 | 0 | 0 | 0 | 0 | 0 | 0 | 0 | 0 | 0 | 0 | 0
Total |  | 4052371.2715 | 3042995.3442 | 3042047.8924 | 2035612.3611 | 1884332.542 | 1556961.9866 | 1644543.3881 | 1461643.6643 | 1388741.4232 | 1000838.6787 | 947660.7165 | 1043494.3302 | 1060285.4118 | 1056622.131 | 950733.3111 | 814419.3429 | 628101.2206 | 896656.6315 | 617185.4052 | 624697.9901 | 715483.6983 | 657039.4522 | 697852.6851 | 618162.6244 | 690738.3662
Region | Technology | 2026-27 | 2027-28 | 2028-29 | 2029-30 | 2030-31 | 2031-32 | 2032-33 | 2033-34 | 2034-35 | 2035-36 | 2036-37 | 2037-38 | 2038-39 | 2039-40 | 2040-41 | 2041-42 | 2042-43 | 2043-44 | 2044-45 | 2045-46 | 2046-47 | 2047-48 | 2048-49 | 2049-50 | 2050-51
NSW1 | Black Coal | 1451485.064 | 1037125.481 | 871036.9208 | 261102.559 | 232858.7426 | 220614.4072 | 191495.1299 | 142032.04 | 122935.464 | 103548.044 | 80706.252 | 85556.456 | 13960.3415 | 11476.2605 | 0 | 0 | 0 | 0 | 0 | 0 | 0 | 0 | 0 | 0 | 0
NSW1 | Brown Coal | 0 | 0 | 0 | 0 | 0 | 0 | 0 | 0 | 0 | 0 | 0 | 0 | 0 | 0 | 0 | 0 | 0 | 0 | 0 | 0 | 0 | 0 | 0 | 0 | 0
NSW1 | CCGT | 340468.28 | 224097.9957 | 294999.7298 | 306713.5615 | 230391.162 | 181411.6501 | 216683.6747 | 237787.6595 | 174376.4911 | 183274.2508 | 169330.0187 | 165141.4481 | 159351.5558 | 152234.6076 | 150353.8153 | 125363.4631 | 118141.511 | 85498.7789 | 81351.0267 | 74136.4426 | 76700.0908 | 60806.4706 | 66355.5106 | 59923.6384 | 58622.8561
NSW1 | Gas - Steam | 0 | 0 | 0 | 0 | 0 | 0 | 0 | 0 | 0 | 0 | 0 | 0 | 0 | 0 | 0 | 0 | 0 | 0 | 0 | 0 | 0 | 0 | 0 | 0 | 0
NSW1 | OCGT / Diesel | 221848.5173 | 215660.0864 | 274096.2058 | 364437.6908 | 320363.9051 | 299092.4771 | 264696.5084 | 246754.4147 | 286803.8162 | 160268.6933 | 186729.2544 | 251387.191 | 352977.6987 | 333615.5627 | 345823.8945 | 229339.02 | 180817.3798 | 357952.2708 | 233585.178 | 256324.8315 | 293224.4807 | 335920.745 | 283975.9751 | 299972.313 | 329600.5711
NSW1 | Hydro | 0 | 0 | 0 | 0 | 0 | 0 | 0 | 0 | 0 | 0 | 0 | 0 | 0 | 0 | 0 | 0 | 0 | 0 | 0 | 0 | 0 | 0 | 0 | 0 | 0
NSW1 | Hydrogen Electrolyser | 0 | 0 | 0 | 0 | 0 | 0 | 0 | 0 | 0 | 0 | 0 | 0 | 0 | 0 | 0 | 0 | 0 | 0 | 0 | 0 | 0 | 0 | 0 | 0 | 0
NSW1 | Wind | 0 | 0 | 0 | 0 | 0 | 0 | 0 | 0 | 0 | 0 | 0 | 0 | 0 | 0 | 0 | 0 | 0 | 0 | 0 | 0 | 0 | 0 | 0 | 0 | 0
NSW1 | Solar PV | 0 | 0 | 0 | 0 | 0 | 0 | 0 | 0 | 0 | 0 | 0 | 0 | 0 | 0 | 0 | 0 | 0 | 0 | 0 | 0 | 0 | 0 | 0 | 0 | 0
NSW1 | Grid Battery | 0 | 0 | 0 | 0 | 0 | 0 | 0 | 0 | 0 | 0 | 0 | 0 | 0 | 0 | 0 | 0 | 0 | 0 | 0 | 0 | 0 | 0 | 0 | 0 | 0
NSW1 | PHES | 0 | 0 | 0 | 0 | 0 | 0 | 0 | 0 | 0 | 0 | 0 | 0 | 0 | 0 | 0 | 0 | 0 | 0 | 0 | 0 | 0 | 0 | 0 | 0 | 0
NSW1 | VPP | 0 | 0 | 0 | 0 | 0 | 0 | 0 | 0 | 0 | 0 | 0 | 0 | 0 | 0 | 0 | 0 | 0 | 0 | 0 | 0 | 0 | 0 | 0 | 0 | 0
Total |  | 2013801.8613 | 1476883.5631 | 1440132.8564 | 932253.8114 | 783613.8097 | 701118.5344 | 672875.313 | 626574.1141 | 584115.7713 | 447090.9882 | 436765.5251 | 502085.0951 | 526289.5961 | 497326.4308 | 496177.7098 | 354702.483 | 298958.8907 | 443451.0498 | 314936.2046 | 330461.2742 | 369924.5715 | 396727.2156 | 350331.4857 | 359895.9514 | 388223.4272
Region | Technology | 2026-27 | 2027-28 | 2028-29 | 2029-30 | 2030-31 | 2031-32 | 2032-33 | 2033-34 | 2034-35 | 2035-36 | 2036-37 | 2037-38 | 2038-39 | 2039-40 | 2040-41 | 2041-42 | 2042-43 | 2043-44 | 2044-45 | 2045-46 | 2046-47 | 2047-48 | 2048-49 | 2049-50 | 2050-51
QLD1 | Black Coal | 1315079.292 | 1145596.7 | 876761.4941 | 344395.222 | 315575.5088 | 276638.0263 | 265493.5733 | 249463.4799 | 186308.8727 | 137092.0918 | 122294.5366 | 78560.4286 | 70718.8558 | 67930.3722 | 3608.9585 | 0.020987 | 0.011072 | 0.0081272 | 0.0064154 | 0.0043486 | 0.0038158 | 0.0034115 | 0.0030131 | 0.0029111 | 0.0036363
QLD1 | Brown Coal | 0 | 0 | 0 | 0 | 0 | 0 | 0 | 0 | 0 | 0 | 0 | 0 | 0 | 0 | 0 | 0 | 0 | 0 | 0 | 0 | 0 | 0 | 0 | 0 | 0
QLD1 | CCGT | 135628.2488 | 93765.4958 | 301290.1972 | 327014.8225 | 305142.6859 | 258873.421 | 292688.6746 | 271602.3948 | 248467.7505 | 190122.8215 | 157215.2208 | 177609.9084 | 161826.9172 | 135307.1877 | 123979.4167 | 93567.2136 | 106163.1785 | 99114.0777 | 83915.9915 | 48980.9141 | 35083.0863 | 31004.6557 | 30080.4586 | 26051.0343 | 0.010085
QLD1 | Gas - Steam | 2265.6495 | 1878.6465 | 1966.3806 | 1806.5635 | 1670.6231 | 1472.1661 | 1390.9551 | 1313.45 | 1220.2016 | 1011.2047 | 967.4573 | 975.1752 | 833.2526 | 727.8692 | 706.9629 | 643.8141 | 640.826 | 562.8226 | 491.4639 | 468.0595 | 470.8747 | 393.3277 | 367.4573 | 340.6904 | 0
QLD1 | OCGT / Diesel | 0.0054629 | 0.0070425 | 20891.2598 | 61875.5728 | 100729.8394 | 53601.1383 | 67600.594 | 65328.5734 | 99304.6949 | 59923.9438 | 73492.5777 | 101983.6236 | 135824.2623 | 148170.7784 | 157321.0426 | 108122.5954 | 107476.336 | 112512.1599 | 86817.1128 | 102498.6129 | 113894.0959 | 83321.6568 | 108217.7961 | 45403.4803 | 38664.8579
QLD1 | Hydro | 0 | 0 | 0 | 0 | 0 | 0 | 0 | 0 | 0 | 0 | 0 | 0 | 0 | 0 | 0 | 0 | 0 | 0 | 0 | 0 | 0 | 0 | 0 | 0 | 0
QLD1 | Hydrogen Electrolyser | 0 | 0 | 0 | 0 | 0 | 0 | 0 | 0 | 0 | 0 | 0 | 0 | 0 | 0 | 0 | 0 | 0 | 0 | 0 | 0 | 0 | 0 | 0 | 0 | 0
QLD1 | Wind | 0 | 0 | 0 | 0 | 0 | 0 | 0 | 0 | 0 | 0 | 0 | 0 | 0 | 0 | 0 | 0 | 0 | 0 | 0 | 0 | 0 | 0 | 0 | 0 | 0
QLD1 | Solar PV | 0 | 0 | 0 | 0 | 0 | 0 | 0 | 0 | 0 | 0 | 0 | 0 | 0 | 0 | 0 | 0 | 0 | 0 | 0 | 0 | 0 | 0 | 0 | 0 | 0
QLD1 | Grid Battery | 0 | 0 | 0 | 0 | 0 | 0 | 0 | 0 | 0 | 0 | 0 | 0 | 0 | 0 | 0 | 0 | 0 | 0 | 0 | 0 | 0 | 0 | 0 | 0 | 0
QLD1 | PHES | 0 | 0 | 0 | 0 | 0 | 0 | 0 | 0 | 0 | 0 | 0 | 0 | 0 | 0 | 0 | 0 | 0 | 0 | 0 | 0 | 0 | 0 | 0 | 0 | 0
QLD1 | VPP | 0 | 0 | 0 | 0 | 0 | 0 | 0 | 0 | 0 | 0 | 0 | 0 | 0 | 0 | 0 | 0 | 0 | 0 | 0 | 0 | 0 | 0 | 0 | 0 | 0
Total |  | 1452973.1958 | 1241240.8493 | 1200909.3317 | 735092.1808 | 723118.6572 | 590584.7518 | 627173.797 | 587707.8982 | 535301.5196 | 388150.0617 | 353969.7924 | 359129.1359 | 369203.2878 | 352136.2075 | 285616.3807 | 202333.6441 | 214280.3516 | 212189.0684 | 171224.5746 | 151947.5908 | 149448.0607 | 114719.6435 | 138665.715 | 71795.208 | 38664.8716
Region | Technology | 2026-27 | 2027-28 | 2028-29 | 2029-30 | 2030-31 | 2031-32 | 2032-33 | 2033-34 | 2034-35 | 2035-36 | 2036-37 | 2037-38 | 2038-39 | 2039-40 | 2040-41 | 2041-42 | 2042-43 | 2043-44 | 2044-45 | 2045-46 | 2046-47 | 2047-48 | 2048-49 | 2049-50 | 2050-51
VIC1 | Black Coal | 0 | 0 | 0 | 0 | 0 | 0 | 0 | 0 | 0 | 0 | 0 | 0 | 0 | 0 | 0 | 0 | 0 | 0 | 0 | 0 | 0 | 0 | 0 | 0 | 0
VIC1 | Brown Coal | 295527.522 | 247671.3676 | 156983.8916 | 26943.9426 | 19345.4986 | 0.0060359 | 0.005455 | 0.0050279 | 0.0031436 | 0.00095205 | 0.00069957 | 0.00064987 | 0.00061663 | 0.0005803 | 0.00049175 | 0.00044039 | 0.00039619 | 0.0003708 | 0.00032808 | 0.00026236 | 0.00024511 | 0 | 0 | 0 | 0
VIC1 | CCGT | 0 | 0 | 0 | 0 | 0 | 0 | 0 | 0 | 0 | 0 | 0 | 0 | 0 | 0 | 0 | 0 | 0 | 0 | 0 | 0 | 0 | 0 | 0 | 0 | 0
VIC1 | Gas - Steam | 492.4456 | 0.00079446 | 12138.419 | 21216.706 | 29949.022 | 25756.16 | 46629.488 | 21020.872 | 30033.496 | 10163.423 | 10063.901 | 17734.548 | 14722.506 | 0 | 0 | 0 | 0 | 0 | 0 | 0 | 0 | 0 | 0 | 0 | 0
VIC1 | OCGT / Diesel | 977.9647 | 57.0967 | 35098.0658 | 90436.954 | 121928.1266 | 64389.4675 | 120678.7846 | 51471.3767 | 80235.6698 | 60017.5785 | 56237.7263 | 118729.3272 | 97096.5419 | 149731.5648 | 122958.3502 | 213000.4803 | 79467.9836 | 191376.134 | 111371.6854 | 123241.7362 | 173281.7001 | 123482.5874 | 187056.9416 | 165353.0331 | 234068.2181
VIC1 | Hydro | 0 | 0 | 0 | 0 | 0 | 0 | 0 | 0 | 0 | 0 | 0 | 0 | 0 | 0 | 0 | 0 | 0 | 0 | 0 | 0 | 0 | 0 | 0 | 0 | 0
VIC1 | Hydrogen Electrolyser | 0 | 0 | 0 | 0 | 0 | 0 | 0 | 0 | 0 | 0 | 0 | 0 | 0 | 0 | 0 | 0 | 0 | 0 | 0 | 0 | 0 | 0 | 0 | 0 | 0
VIC1 | Wind | 0 | 0 | 0 | 0 | 0 | 0 | 0 | 0 | 0 | 0 | 0 | 0 | 0 | 0 | 0 | 0 | 0 | 0 | 0 | 0 | 0 | 0 | 0 | 0 | 0
VIC1 | Solar PV | 0 | 0 | 0 | 0 | 0 | 0 | 0 | 0 | 0 | 0 | 0 | 0 | 0 | 0 | 0 | 0 | 0 | 0 | 0 | 0 | 0 | 0 | 0 | 0 | 0
VIC1 | Grid Battery | 0 | 0 | 0 | 0 | 0 | 0 | 0 | 0 | 0 | 0 | 0 | 0 | 0 | 0 | 0 | 0 | 0 | 0 | 0 | 0 | 0 | 0 | 0 | 0 | 0
VIC1 | PHES | 0 | 0 | 0 | 0 | 0 | 0 | 0 | 0 | 0 | 0 | 0 | 0 | 0 | 0 | 0 | 0 | 0 | 0 | 0 | 0 | 0 | 0 | 0 | 0 | 0
VIC1 | VPP | 0 | 0 | 0 | 0 | 0 | 0 | 0 | 0 | 0 | 0 | 0 | 0 | 0 | 0 | 0 | 0 | 0 | 0 | 0 | 0 | 0 | 0 | 0 | 0 | 0
Total |  | 296997.9323 | 247728.4651 | 204220.3764 | 138597.6026 | 171222.6472 | 90145.6335 | 167308.278 | 72492.2537 | 110269.1689 | 70181.0024 | 66301.628 | 136463.8759 | 111819.0485 | 149731.5653 | 122958.3507 | 213000.4808 | 79467.984 | 191376.1344 | 111371.6857 | 123241.7364 | 173281.7003 | 123482.5874 | 187056.9416 | 165353.0331 | 234068.2181
Region | Technology | 2026-27 | 2027-28 | 2028-29 | 2029-30 | 2030-31 | 2031-32 | 2032-33 | 2033-34 | 2034-35 | 2035-36 | 2036-37 | 2037-38 | 2038-39 | 2039-40 | 2040-41 | 2041-42 | 2042-43 | 2043-44 | 2044-45 | 2045-46 | 2046-47 | 2047-48 | 2048-49 | 2049-50 | 2050-51
SA1 | Black Coal | 0 | 0 | 0 | 0 | 0 | 0 | 0 | 0 | 0 | 0 | 0 | 0 | 0 | 0 | 0 | 0 | 0 | 0 | 0 | 0 | 0 | 0 | 0 | 0 | 0
SA1 | Brown Coal | 0 | 0 | 0 | 0 | 0 | 0 | 0 | 0 | 0 | 0 | 0 | 0 | 0 | 0 | 0 | 0 | 0 | 0 | 0 | 0 | 0 | 0 | 0 | 0 | 0
SA1 | CCGT | 117151.752 | 74558.1721 | 132149.5058 | 112106.0095 | 113504.0981 | 93543.9542 | 89836.8032 | 97304.348 | 86649.6916 | 59205.3752 | 57714.5351 | 0.0053866 | 0.0049832 | 0.0047851 | 0.0044003 | 0.0040258 | 0.0039554 | 0.0041751 | 0.0037705 | 0.0036976 | 0.0036193 | 0.0034514 | 0.0032413 | 0.0030434 | 0.0093992
SA1 | Gas - Steam | 0 | 0 | 0 | 0 | 0 | 0 | 0 | 0 | 0 | 0 | 0 | 0 | 0 | 0 | 0 | 0 | 0 | 0 | 0 | 0 | 0 | 0 | 0 | 0 | 0
SA1 | OCGT / Diesel | 171446.5284 | 2584.2917 | 64635.8193 | 117560.7417 | 92873.3271 | 81569.1098 | 87326.6338 | 77565.0472 | 72405.2689 | 36193.6416 | 32909.2331 | 45769.2927 | 52964.4444 | 57427.9198 | 45980.8634 | 44374.5618 | 35393.9882 | 49621.3329 | 19652.9344 | 19042.6816 | 22829.36 | 22103.5595 | 21694.9522 | 21104.1303 | 29781.8373
SA1 | Hydro | 0 | 0 | 0 | 0 | 0 | 0 | 0 | 0 | 0 | 0 | 0 | 0 | 0 | 0 | 0 | 0 | 0 | 0 | 0 | 0 | 0 | 0 | 0 | 0 | 0
SA1 | Hydrogen Electrolyser | 0 | 0 | 0 | 0 | 0 | 0 | 0 | 0 | 0 | 0 | 0 | 0 | 0 | 0 | 0 | 0 | 0 | 0 | 0 | 0 | 0 | 0 | 0 | 0 | 0
SA1 | Wind | 0 | 0 | 0 | 0 | 0 | 0 | 0 | 0 | 0 | 0 | 0 | 0 | 0 | 0 | 0 | 0 | 0 | 0 | 0 | 0 | 0 | 0 | 0 | 0 | 0
SA1 | Solar PV | 0 | 0 | 0 | 0 | 0 | 0 | 0 | 0 | 0 | 0 | 0 | 0 | 0 | 0 | 0 | 0 | 0 | 0 | 0 | 0 | 0 | 0 | 0 | 0 | 0
SA1 | Grid Battery | 0 | 0 | 0 | 0 | 0 | 0 | 0 | 0 | 0 | 0 | 0 | 0 | 0 | 0 | 0 | 0 | 0 | 0 | 0 | 0 | 0 | 0 | 0 | 0 | 0
SA1 | PHES | 0 | 0 | 0 | 0 | 0 | 0 | 0 | 0 | 0 | 0 | 0 | 0 | 0 | 0 | 0 | 0 | 0 | 0 | 0 | 0 | 0 | 0 | 0 | 0 | 0
SA1 | VPP | 0 | 0 | 0 | 0 | 0 | 0 | 0 | 0 | 0 | 0 | 0 | 0 | 0 | 0 | 0 | 0 | 0 | 0 | 0 | 0 | 0 | 0 | 0 | 0 | 0
Total |  | 288598.2804 | 77142.4638 | 196785.3251 | 229666.7512 | 206377.4252 | 175113.064 | 177163.437 | 174869.3952 | 159054.9605 | 95399.0169 | 90623.7682 | 45769.2981 | 52964.4494 | 57427.9246 | 45980.8678 | 44374.5659 | 35393.9922 | 49621.3371 | 19652.9381 | 19042.6853 | 22829.3637 | 22103.563 | 21694.9555 | 21104.1333 | 29781.8467
Region | Technology | 2026-27 | 2027-28 | 2028-29 | 2029-30 | 2030-31 | 2031-32 | 2032-33 | 2033-34 | 2034-35 | 2035-36 | 2036-37 | 2037-38 | 2038-39 | 2039-40 | 2040-41 | 2041-42 | 2042-43 | 2043-44 | 2044-45 | 2045-46 | 2046-47 | 2047-48 | 2048-49 | 2049-50 | 2050-51
TAS1 | Black Coal | 0 | 0 | 0 | 0 | 0 | 0 | 0 | 0 | 0 | 0 | 0 | 0 | 0 | 0 | 0 | 0 | 0 | 0 | 0 | 0 | 0 | 0 | 0 | 0 | 0
TAS1 | Brown Coal | 0 | 0 | 0 | 0 | 0 | 0 | 0 | 0 | 0 | 0 | 0 | 0 | 0 | 0 | 0 | 0 | 0 | 0 | 0 | 0 | 0 | 0 | 0 | 0 | 0
TAS1 | CCGT | 0 | 0.00088304 | 0.0008052 | 0.00064665 | 0.00092576 | 0.00099575 | 0.0010501 | 0.0011271 | 0.0010988 | 0.0010795 | 0.0010656 | 0.0010493 | 0.0010314 | 0.0010285 | 0.00098993 | 0.00097486 | 0.00095923 | 0.00097643 | 0.00096778 | 0.0009799 | 0.0009714 | 0.00097007 | 0.0010547 | 0.00097748 | 0.0014007
TAS1 | Gas - Steam | 0 | 0 | 0 | 0 | 0 | 0 | 0 | 0 | 0 | 0 | 0 | 0 | 0 | 0 | 0 | 0 | 0 | 0 | 0 | 0 | 0 | 0 | 0 | 0 | 0
TAS1 | OCGT / Diesel | 0.0016874 | 0.0019783 | 0.0018442 | 2.0145 | 0.0018524 | 0.0018493 | 22.562 | 0.0019085 | 0.0016976 | 17.6084 | 0.0017751 | 46.9242 | 9.029 | 0.0017219 | 0.0012017 | 8.1681 | 0.0011502 | 19.041 | 0.0011437 | 4.7023 | 0.001135 | 6.4418 | 103.5863 | 14.2976 | 0.0011611
TAS1 | Hydro | 0 | 0 | 0 | 0 | 0 | 0 | 0 | 0 | 0 | 0 | 0 | 0 | 0 | 0 | 0 | 0 | 0 | 0 | 0 | 0 | 0 | 0 | 0 | 0 | 0
TAS1 | Hydrogen Electrolyser | 0 | 0 | 0 | 0 | 0 | 0 | 0 | 0 | 0 | 0 | 0 | 0 | 0 | 0 | 0 | 0 | 0 | 0 | 0 | 0 | 0 | 0 | 0 | 0 | 0
TAS1 | Wind | 0 | 0 | 0 | 0 | 0 | 0 | 0 | 0 | 0 | 0 | 0 | 0 | 0 | 0 | 0 | 0 | 0 | 0 | 0 | 0 | 0 | 0 | 0 | 0 | 0
TAS1 | Solar PV | 0 | 0 | 0 | 0 | 0 | 0 | 0 | 0 | 0 | 0 | 0 | 0 | 0 | 0 | 0 | 0 | 0 | 0 | 0 | 0 | 0 | 0 | 0 | 0 | 0
TAS1 | Grid Battery | 0 | 0 | 0 | 0 | 0 | 0 | 0 | 0 | 0 | 0 | 0 | 0 | 0 | 0 | 0 | 0 | 0 | 0 | 0 | 0 | 0 | 0 | 0 | 0 | 0
TAS1 | PHES | 0 | 0 | 0 | 0 | 0 | 0 | 0 | 0 | 0 | 0 | 0 | 0 | 0 | 0 | 0 | 0 | 0 | 0 | 0 | 0 | 0 | 0 | 0 | 0 | 0
TAS1 | VPP | 0 | 0 | 0 | 0 | 0 | 0 | 0 | 0 | 0 | 0 | 0 | 0 | 0 | 0 | 0 | 0 | 0 | 0 | 0 | 0 | 0 | 0 | 0 | 0 | 0
Total |  | 0.0016874 | 0.0028613 | 0.0026494 | 2.0152 | 0.0027782 | 0.002845 | 22.563 | 0.0030357 | 0.0027964 | 17.6095 | 0.0028407 | 46.9253 | 9.0301 | 0.0027504 | 0.0021916 | 8.1691 | 0.0021094 | 19.0419 | 0.0021115 | 4.7033 | 0.0021064 | 6.4428 | 103.5873 | 14.2986 | 0.0025618

## BaseCase_Build Cost
New generation build cost (CAPEX) by technology ($000s) - BaseCase, Step Change Scenario
CAPEX | Real June 2025 dollars discounted to 1 July 2025. The total capital costs are annualised for modelling purposes. Build costs do not include capital costs of existing, committed and anticipated generators and transmission projects since there will be no difference in these costs between the Base Case and option case.
Explicitly modelled generation
Region | Technology | 2026-27 | 2027-28 | 2028-29 | 2029-30 | 2030-31 | 2031-32 | 2032-33 | 2033-34 | 2034-35 | 2035-36 | 2036-37 | 2037-38 | 2038-39 | 2039-40 | 2040-41 | 2041-42 | 2042-43 | 2043-44 | 2044-45 | 2045-46 | 2046-47 | 2047-48 | 2048-49 | 2049-50 | 2050-51
NEM | Black Coal | 0 | 0 | 0 | 0 | 0 | 0 | 0 | 0 | 0 | 0 | 0 | 0 | 0 | 0 | 0 | 0 | 0 | 0 | 0 | 0 | 0 | 0 | 0 | 0 | 0
NEM | Brown Coal | 0 | 0 | 0 | 0 | 0 | 0 | 0 | 0 | 0 | 0 | 0 | 0 | 0 | 0 | 0 | 0 | 0 | 0 | 0 | 0 | 0 | 0 | 0 | 0 | 0
NEM | CCGT | 0 | 0.0034839 | 0.0036794 | 0.0034387 | 0.0043299 | 0.0045436 | 0.0057445 | 0.0069019 | 0.0064808 | 0.0061004 | 0.0057089 | 0.0097365 | 0.0091232 | 0.0085617 | 0.0080067 | 0.0075027 | 0.007035 | 0.0067475 | 0.0063103 | 0.0059206 | 0.0068421 | 0.0064341 | 0.0068062 | 0.006361 | 0.012223
NEM | Gas - Steam | 0 | 0 | 0 | 0 | 0 | 0 | 0 | 0 | 0 | 0 | 0 | 0 | 0 | 0 | 0 | 0 | 0 | 0 | 0 | 0 | 0 | 0 | 0 | 0 | 0
NEM | OCGT / Diesel | 0 | 0.0054656 | 0.0051823 | 0.0052611 | 0.0052263 | 0.0060188 | 0.0076353 | 0.010036 | 0.010126 | 52147.6511 | 48598.4593 | 109558.7283 | 102391.3349 | 96731.8857 | 90148.2715 | 171289.7631 | 160083.8908 | 188315.2398 | 218141.9204 | 203870.9537 | 233507.8918 | 218809.2888 | 233409.2537 | 218139.4894 | 243688.9594
NEM | Hydro | 0 | 0 | 0 | 0 | 0 | 0 | 0 | 0 | 0 | 0 | 0 | 0 | 0 | 0 | 0 | 0 | 0 | 0 | 0 | 0 | 0 | 0 | 0 | 0 | 0
NEM | Hydrogen Electrolyser | 0 | 0 | 0 | 0 | 58803.5093 | 77402.4908 | 109204.2361 | 149010.6874 | 207358.4942 | 226794.2331 | 243094.8185 | 256796.6896 | 268261.4646 | 276220.1445 | 251815.248 | 227654.7019 | 235038.257 | 213466.6692 | 172736.8209 | 166385.1537 | 155169.7264 | 131388.5323 | 108607.2566 | 96652.3726 | 78032.4448
NEM | Wind | 0 | 176336.3092 | 431054.166 | 2225349.0369 | 2106297.0194 | 2151635.198 | 2218585.6876 | 2432443.9431 | 2827004.6903 | 2902272.0765 | 3116242.9918 | 3547058.4241 | 3630544.8093 | 3682069.7496 | 3464239.6832 | 3579809.3866 | 3529395.9315 | 3404162.1526 | 3289134.457 | 3121464.556 | 3074365.6987 | 2915575.0376 | 2717139.7448 | 2539382.9529 | 2373255.0956
NEM | Solar PV | 0 | 0.018374 | 0.026275 | 652484.8989 | 609798.9708 | 571414.008 | 532523.3216 | 497685.3471 | 555832.3251 | 536518.1963 | 508369.0212 | 669041.5727 | 625272.5345 | 585913.5531 | 606349.8825 | 586066.333 | 584688.6711 | 702699.5764 | 662623.0784 | 626107.1434 | 770131.4509 | 729660.1218 | 713053.2221 | 667313.441 | 623657.4214
NEM | Grid Battery | 0 | 0.050362 | 0.071584 | 740543.476 | 692096.7064 | 648531.3487 | 604392.0226 | 645712.9211 | 637930.7902 | 597775.0104 | 557090.183 | 520645.0316 | 486584.1422 | 455955.1688 | 424922.6621 | 439934.3354 | 411153.585 | 385272.7331 | 363140.309 | 339383.4669 | 374577.1835 | 350998.6916 | 366109.4296 | 150965.2052 | 157596.8607
NEM | PHES | 0 | 0 | 0.015163 | 0.024539 | 0.025142 | 0.023637 | 0.023015 | 0.071027 | 0.066761 | 0.063024 | 0.059144 | 0.055719 | 0.052517 | 0.04967 | 0.046659 | 0.044551 | 0.042032 | 0.039979 | 0.03818 | 0.036103 | 0.034467 | 0.032765 | 0.031637 | 0.029851 | 0.028542
NEM | VPP | 0 | 0 | 0 | 0 | 0 | 0 | 0 | 0 | 0 | 0 | 0 | 0 | 0 | 0 | 0 | 0 | 0 | 0 | 0 | 0 | 0 | 0 | 0 | 0 | 0
Total |  | 0 | 176336.3869 | 431054.2879 | 3618377.4451 | 3466996.2406 | 3448983.0796 | 3464705.3043 | 3724852.9866 | 4228126.3832 | 4315507.2366 | 4473395.5386 | 5103100.5118 | 5113054.3472 | 5096890.56 | 4837475.8019 | 5004754.572 | 4920360.3845 | 4893916.4179 | 4705776.6302 | 4457211.3156 | 4607751.9926 | 4346431.7112 | 4138318.9452 | 3672453.4973 | 3476230.8227
Region | Technology | 2026-27 | 2027-28 | 2028-29 | 2029-30 | 2030-31 | 2031-32 | 2032-33 | 2033-34 | 2034-35 | 2035-36 | 2036-37 | 2037-38 | 2038-39 | 2039-40 | 2040-41 | 2041-42 | 2042-43 | 2043-44 | 2044-45 | 2045-46 | 2046-47 | 2047-48 | 2048-49 | 2049-50 | 2050-51
NSW1 | Black Coal | 0 | 0 | 0 | 0 | 0 | 0 | 0 | 0 | 0 | 0 | 0 | 0 | 0 | 0 | 0 | 0 | 0 | 0 | 0 | 0 | 0 | 0 | 0 | 0 | 0
NSW1 | Brown Coal | 0 | 0 | 0 | 0 | 0 | 0 | 0 | 0 | 0 | 0 | 0 | 0 | 0 | 0 | 0 | 0 | 0 | 0 | 0 | 0 | 0 | 0 | 0 | 0 | 0
NSW1 | CCGT | 0 | 0.00099922 | 0.0010675 | 0.00099767 | 0.0012146 | 0.0012718 | 0.0015875 | 0.0018521 | 0.001731 | 0.001622 | 0.0015116 | 0.0021544 | 0.0020135 | 0.0018867 | 0.0017583 | 0.0016433 | 0.0015358 | 0.0014391 | 0.0013412 | 0.0012534 | 0.0012949 | 0.0012134 | 0.0011953 | 0.0011171 | 0.0018352
NSW1 | Gas - Steam | 0 | 0 | 0 | 0 | 0 | 0 | 0 | 0 | 0 | 0 | 0 | 0 | 0 | 0 | 0 | 0 | 0 | 0 | 0 | 0 | 0 | 0 | 0 | 0 | 0
NSW1 | OCGT / Diesel | 0 | 0.0011553 | 0.0010998 | 0.0011662 | 0.001173 | 0.0013478 | 0.0017617 | 0.0020607 | 0.0021828 | 0.0043097 | 0.0040164 | 51274.3467 | 47919.9502 | 44903.5368 | 41847.3825 | 49384.2535 | 46153.5079 | 73924.1351 | 95184.9363 | 88957.8843 | 83138.2096 | 77904.9152 | 72602.673 | 67852.9654 | 80879.4021
NSW1 | Hydro | 0 | 0 | 0 | 0 | 0 | 0 | 0 | 0 | 0 | 0 | 0 | 0 | 0 | 0 | 0 | 0 | 0 | 0 | 0 | 0 | 0 | 0 | 0 | 0 | 0
NSW1 | Hydrogen Electrolyser | 0 | 0 | 0 | 0 | 5494.2297 | 14372.3321 | 28507.9732 | 45177.7136 | 64196.6265 | 72242.4026 | 79060.6176 | 84769.7621 | 89414.3336 | 92764.6501 | 92146.2593 | 81443.9902 | 81563.2657 | 69355.5083 | 53470.6491 | 52230.0183 | 53146.0327 | 44256.5498 | 36067.0998 | 30709.6597 | 24388.0348
NSW1 | Wind | 0 | 0.021038 | 0.030459 | 428109.6041 | 400102.4337 | 374917.2171 | 349400.1886 | 326542.2575 | 305179.6846 | 285969.563 | 301420.1198 | 422269.6052 | 482578.295 | 463755.0473 | 463027.5368 | 555972.9211 | 641316.1857 | 612855.7525 | 571192.9851 | 563588.4632 | 555490.1197 | 531172.041 | 495020.2405 | 462635.7387 | 432369.8491
NSW1 | Solar PV | 0 | 0.0039689 | 0.0060359 | 561916.707 | 525155.8008 | 492098.8594 | 458606.3966 | 428604.1088 | 400564.5876 | 375350.2796 | 349803.7762 | 327255.5386 | 305846.3327 | 286594.2474 | 267089.4108 | 249616.2718 | 239938.9811 | 291891.7522 | 272025.4724 | 261062.6518 | 286322.3581 | 276305.3222 | 257499.8616 | 240654.0762 | 224910.3515
NSW1 | Grid Battery | 0 | 0.010465 | 0.013217 | 160765.8291 | 150248.4383 | 140790.7615 | 131208.481 | 203485.312 | 190173.1887 | 178202.3718 | 166073.8407 | 155209.1969 | 145055.3241 | 135924.5379 | 126673.4546 | 118386.4081 | 110641.5028 | 103676.9608 | 96620.663 | 90299.685 | 84392.2304 | 79079.9965 | 73697.7802 | 27369.9813 | 25579.4242
NSW1 | PHES | 0 | 0 | 0.0094346 | 0.015574 | 0.014555 | 0.013639 | 0.01347 | 0.061878 | 0.05783 | 0.05419 | 0.050502 | 0.047198 | 0.04411 | 0.041394 | 0.038577 | 0.036551 | 0.034159 | 0.032115 | 0.030417 | 0.028448 | 0.026931 | 0.025255 | 0.023927 | 0.022478 | 0.021292
NSW1 | VPP | 0 | 0 | 0 | 0 | 0 | 0 | 0 | 0 | 0 | 0 | 0 | 0 | 0 | 0 | 0 | 0 | 0 | 0 | 0 | 0 | 0 | 0 | 0 | 0 | 0
Total |  | 0 | 0.037626 | 0.061314 | 1150792.158 | 1081000.9195 | 1022179.1863 | 967723.0562 | 1003809.4577 | 960114.1491 | 911764.677 | 896358.4102 | 1040778.4987 | 1070814.2818 | 1023942.0627 | 990784.0844 | 1054803.8828 | 1119613.479 | 1151704.1424 | 1088494.7376 | 1056138.7324 | 1062488.9788 | 1008718.8513 | 934887.6801 | 829222.4448 | 788127.0848
Region | Technology | 2026-27 | 2027-28 | 2028-29 | 2029-30 | 2030-31 | 2031-32 | 2032-33 | 2033-34 | 2034-35 | 2035-36 | 2036-37 | 2037-38 | 2038-39 | 2039-40 | 2040-41 | 2041-42 | 2042-43 | 2043-44 | 2044-45 | 2045-46 | 2046-47 | 2047-48 | 2048-49 | 2049-50 | 2050-51
QLD1 | Black Coal | 0 | 0 | 0 | 0 | 0 | 0 | 0 | 0 | 0 | 0 | 0 | 0 | 0 | 0 | 0 | 0 | 0 | 0 | 0 | 0 | 0 | 0 | 0 | 0 | 0
QLD1 | Brown Coal | 0 | 0 | 0 | 0 | 0 | 0 | 0 | 0 | 0 | 0 | 0 | 0 | 0 | 0 | 0 | 0 | 0 | 0 | 0 | 0 | 0 | 0 | 0 | 0 | 0
QLD1 | CCGT | 0 | 0.0010138 | 0.0010532 | 0.00098432 | 0.0012052 | 0.0012831 | 0.0015735 | 0.002228 | 0.0020823 | 0.0019512 | 0.0018184 | 0.0040066 | 0.0037445 | 0.0035088 | 0.00327 | 0.0030561 | 0.0028561 | 0.0026764 | 0.0024942 | 0.002331 | 0.0033359 | 0.0031259 | 0.0035969 | 0.0033616 | 0.0053259
QLD1 | Gas - Steam | 0 | 0 | 0 | 0 | 0 | 0 | 0 | 0 | 0 | 0 | 0 | 0 | 0 | 0 | 0 | 0 | 0 | 0 | 0 | 0 | 0 | 0 | 0 | 0 | 0
QLD1 | OCGT / Diesel | 0 | 0.0011426 | 0.0010649 | 0.0010381 | 0.00098532 | 0.0011251 | 0.0013684 | 0.002753 | 0.0025729 | 0.0027522 | 0.0025649 | 0.0083313 | 0.0077862 | 785.7772 | 732.2969 | 684.3896 | 639.6164 | 599.3546 | 11131.8154 | 10403.5658 | 52697.2489 | 49380.1193 | 75511.507 | 70571.5018 | 65954.6746
QLD1 | Hydro | 0 | 0 | 0 | 0 | 0 | 0 | 0 | 0 | 0 | 0 | 0 | 0 | 0 | 0 | 0 | 0 | 0 | 0 | 0 | 0 | 0 | 0 | 0 | 0 | 0
QLD1 | Hydrogen Electrolyser | 0 | 0 | 0 | 0 | 7349.5345 | 8463.4353 | 10552.7937 | 13495.8317 | 28757.4574 | 30372.69 | 31358.4092 | 32049.2906 | 32814.8789 | 33453.9519 | 30365.2292 | 27579.8502 | 27867.7909 | 27992.5224 | 17884.8411 | 22285.8202 | 22594.8424 | 19925.4816 | 17450.6512 | 18460.4507 | 15767.7991
QLD1 | Wind | 0 | 0.023259 | 0.030122 | 587782.1285 | 549329.0919 | 514750.5162 | 479716.3867 | 556550.0295 | 634386.2527 | 594453.5905 | 663799.5695 | 747282.6929 | 698395.0399 | 693511.9163 | 646311.209 | 807844.5134 | 765340.9462 | 766436.9391 | 776746.0064 | 725930.8469 | 720128.5244 | 674798.6501 | 628871.5726 | 587730.4561 | 549280.8
QLD1 | Solar PV | 0 | 0.0045117 | 0.0063236 | 0.023528 | 0.021989 | 0.02622 | 0.024435 | 0.022837 | 0.021343 | 15673.8253 | 22973.5447 | 201942.4292 | 188731.2438 | 176851.1929 | 225127.5912 | 210399.6179 | 226945.5368 | 258701.8962 | 248844.0727 | 232564.5539 | 359047.0669 | 336446.1591 | 346601.5724 | 324835.2638 | 303584.3586
QLD1 | Grid Battery | 0 | 0.010909 | 0.014048 | 208846.191 | 195183.356 | 182897.1645 | 170449.1037 | 159298.2278 | 148876.8483 | 139505.5089 | 130010.7032 | 121505.33 | 113556.3832 | 106408.3583 | 99166.1591 | 131328.9974 | 122737.3807 | 115011.4403 | 107183.7116 | 100171.693 | 151014.776 | 141508.8578 | 170877.5654 | 105778.8622 | 112851.19
QLD1 | PHES | 0 | 0 | 0 | 0 | 0.0022082 | 0.0020692 | 0.0019283 | 0.0018022 | 0.0016843 | 0.0015783 | 0.0014709 | 0.0013746 | 0.0012847 | 0.0012038 | 0.0011219 | 0.0010485 | 0.00097991 | 0.00091823 | 0.00085573 | 0.00079975 | 0.00074743 | 0.00070038 | 0.00065271 | 0.00061001 | 0.00057011
QLD1 | VPP | 0 | 0 | 0 | 0 | 0 | 0 | 0 | 0 | 0 | 0 | 0 | 0 | 0 | 0 | 0 | 0 | 0 | 0 | 0 | 0 | 0 | 0 | 0 | 0 | 0
Total |  | 0 | 0.040836 | 0.052611 | 796628.345 | 751862.0088 | 706111.1466 | 660718.3134 | 729344.1186 | 812020.586 | 780005.6209 | 848142.2324 | 1102779.7564 | 1033497.5586 | 1011011.2014 | 1001702.4897 | 1177837.3726 | 1143531.2749 | 1168742.1561 | 1161790.4506 | 1091356.4829 | 1305482.4627 | 1222059.2717 | 1239312.8729 | 1107376.5386 | 1047438.8281
Region | Technology | 2026-27 | 2027-28 | 2028-29 | 2029-30 | 2030-31 | 2031-32 | 2032-33 | 2033-34 | 2034-35 | 2035-36 | 2036-37 | 2037-38 | 2038-39 | 2039-40 | 2040-41 | 2041-42 | 2042-43 | 2043-44 | 2044-45 | 2045-46 | 2046-47 | 2047-48 | 2048-49 | 2049-50 | 2050-51
VIC1 | Black Coal | 0 | 0 | 0 | 0 | 0 | 0 | 0 | 0 | 0 | 0 | 0 | 0 | 0 | 0 | 0 | 0 | 0 | 0 | 0 | 0 | 0 | 0 | 0 | 0 | 0
VIC1 | Brown Coal | 0 | 0 | 0 | 0 | 0 | 0 | 0 | 0 | 0 | 0 | 0 | 0 | 0 | 0 | 0 | 0 | 0 | 0 | 0 | 0 | 0 | 0 | 0 | 0 | 0
VIC1 | CCGT | 0 | 0 | 0 | 0 | 0 | 0 | 0 | 0 | 0 | 0 | 0 | 0 | 0 | 0 | 0 | 0 | 0 | 0 | 0 | 0 | 0 | 0 | 0 | 0 | 0
VIC1 | Gas - Steam | 0 | 0 | 0 | 0 | 0 | 0 | 0 | 0 | 0 | 0 | 0 | 0 | 0 | 0 | 0 | 0 | 0 | 0 | 0 | 0 | 0 | 0 | 0 | 0 | 0
VIC1 | OCGT / Diesel | 0 | 0.0011354 | 0.0011237 | 0.0012239 | 0.0012289 | 0.0014134 | 0.001937 | 0.0021117 | 0.0022861 | 52147.6367 | 48598.4459 | 53623.8487 | 50115.7464 | 46961.1147 | 43764.9208 | 117666.2869 | 109968.4924 | 110259.4994 | 102755.19 | 96032.8879 | 89750.3625 | 84100.8534 | 78376.9126 | 73249.451 | 88456.3677
VIC1 | Hydro | 0 | 0 | 0 | 0 | 0 | 0 | 0 | 0 | 0 | 0 | 0 | 0 | 0 | 0 | 0 | 0 | 0 | 0 | 0 | 0 | 0 | 0 | 0 | 0 | 0
VIC1 | Hydrogen Electrolyser | 0 | 0 | 0 | 0 | 5497.0615 | 13785.9391 | 28119.0754 | 47231.8883 | 70201.0602 | 81462.7688 | 91202.7301 | 99774.3318 | 107060.8645 | 112410.5677 | 113520.7381 | 104232.9215 | 107790.0252 | 99677.3205 | 85819.4705 | 76033.4449 | 63549.7611 | 52142.234 | 41575.0664 | 32729.4714 | 24717.1242
VIC1 | Wind | 0 | 0.021689 | 187714.2608 | 901836.9069 | 842838.2305 | 943743.1604 | 1071235.4955 | 1232216.0319 | 1573016.8783 | 1710391.9963 | 1814651.7591 | 1898139.3269 | 1974139.7743 | 2056616.6687 | 1916642.442 | 1791254.6241 | 1723381.4121 | 1650403.7894 | 1560447.6761 | 1476106.1895 | 1438006.4501 | 1367279.7129 | 1274222.0598 | 1190861.7378 | 1112954.8949
VIC1 | Solar PV | 0 | 0.0027287 | 0.003718 | 29883.197 | 27928.2215 | 26170.2259 | 24389.0689 | 22793.5224 | 112008.1899 | 104957.6191 | 97814.1578 | 91415.1007 | 85434.6735 | 80056.8238 | 74608.1215 | 69727.2165 | 65165.6229 | 61063.6493 | 56907.6317 | 53184.7025 | 50654.3292 | 47465.795 | 44235.2525 | 41341.3575 | 38636.7827
VIC1 | Grid Battery | 0 | 0.012302 | 0.019867 | 323844.0896 | 302658.0276 | 283606.6362 | 264304.245 | 247013.3133 | 265314.3344 | 248613.6136 | 231692.8627 | 216535.3857 | 202369.5193 | 189630.9808 | 176724.6136 | 165163.1903 | 154358.1217 | 144641.753 | 134797.3723 | 125978.8526 | 117737.2453 | 110326.0449 | 102817.2041 | 12480.923 | 11664.415
VIC1 | PHES | 0 | 0 | 0 | 0 | 0 | 0 | 0 | 0 | 0 | 0 | 0 | 0 | 0 | 0 | 0 | 0 | 0 | 0 | 0 | 0 | 0 | 0 | 0 | 0 | 0
VIC1 | VPP | 0 | 0 | 0 | 0 | 0 | 0 | 0 | 0 | 0 | 0 | 0 | 0 | 0 | 0 | 0 | 0 | 0 | 0 | 0 | 0 | 0 | 0 | 0 | 0 | 0
Total |  | 0 | 0.037855 | 187714.2856 | 1255564.1947 | 1178921.5423 | 1267305.9631 | 1388047.8868 | 1549254.758 | 2020540.4651 | 2197573.6346 | 2283959.9556 | 2359487.9938 | 2419120.578 | 2485676.1557 | 2325260.836 | 2248044.2393 | 2160663.6743 | 2066046.0115 | 1940727.3406 | 1827336.0773 | 1759698.1482 | 1661314.6403 | 1541226.4955 | 1350662.9407 | 1276429.5844
Region | Technology | 2026-27 | 2027-28 | 2028-29 | 2029-30 | 2030-31 | 2031-32 | 2032-33 | 2033-34 | 2034-35 | 2035-36 | 2036-37 | 2037-38 | 2038-39 | 2039-40 | 2040-41 | 2041-42 | 2042-43 | 2043-44 | 2044-45 | 2045-46 | 2046-47 | 2047-48 | 2048-49 | 2049-50 | 2050-51
SA1 | Black Coal | 0 | 0 | 0 | 0 | 0 | 0 | 0 | 0 | 0 | 0 | 0 | 0 | 0 | 0 | 0 | 0 | 0 | 0 | 0 | 0 | 0 | 0 | 0 | 0 | 0
SA1 | Brown Coal | 0 | 0 | 0 | 0 | 0 | 0 | 0 | 0 | 0 | 0 | 0 | 0 | 0 | 0 | 0 | 0 | 0 | 0 | 0 | 0 | 0 | 0 | 0 | 0 | 0
SA1 | CCGT | 0 | 0.00097554 | 0.0010971 | 0.0010253 | 0.001351 | 0.001411 | 0.0019832 | 0.0022198 | 0.0020746 | 0.001944 | 0.0018117 | 0.0030196 | 0.0028221 | 0.0026444 | 0.0024645 | 0.0023032 | 0.0021526 | 0.0021611 | 0.002014 | 0.0018822 | 0.0017668 | 0.0016556 | 0.0015429 | 0.001442 | 0.0044491
SA1 | Gas - Steam | 0 | 0 | 0 | 0 | 0 | 0 | 0 | 0 | 0 | 0 | 0 | 0 | 0 | 0 | 0 | 0 | 0 | 0 | 0 | 0 | 0 | 0 | 0 | 0 | 0
SA1 | OCGT / Diesel | 0 | 0.0010014 | 0.00093325 | 0.00091934 | 0.00090038 | 0.0010431 | 0.0012796 | 0.0015342 | 0.0015233 | 0.0057726 | 0.0053797 | 4660.5231 | 4355.629 | 4081.4556 | 3803.6699 | 3554.8317 | 3322.2726 | 3532.2494 | 9069.9773 | 8476.6143 | 7922.0694 | 7423.3995 | 6918.1597 | 6465.5698 | 8398.5136
SA1 | Hydro | 0 | 0 | 0 | 0 | 0 | 0 | 0 | 0 | 0 | 0 | 0 | 0 | 0 | 0 | 0 | 0 | 0 | 0 | 0 | 0 | 0 | 0 | 0 | 0 | 0
SA1 | Hydrogen Electrolyser | 0 | 0 | 0 | 0 | 37333.3452 | 35291.7969 | 34298.9924 | 33692.4282 | 33420.5078 | 32612.276 | 31783.1451 | 31000.9335 | 30227.9149 | 29397.8768 | 9505.4551 | 9694.6032 | 14492.2341 | 14367.7703 | 14194.5959 | 14325.1762 | 14438.5217 | 13788.9565 | 12212.8099 | 13487.1655 | 12057.9249
SA1 | Wind | 0 | 0.020186 | 0.031033 | 9934.5313 | 9284.6087 | 8700.1714 | 8108.0339 | 7577.6227 | 7081.8905 | 6636.1177 | 36766.9143 | 184832.5541 | 186093.7048 | 183079.7773 | 172556.6171 | 176417.8157 | 167283.0769 | 156999.7248 | 178082.6698 | 166432.4024 | 183725.04 | 176451.6542 | 164442.2797 | 153684.3735 | 143630.2556
SA1 | Solar PV | 0 | 0.0039689 | 0.0061699 | 57185.6865 | 53444.5668 | 50080.3958 | 46671.9022 | 43618.6002 | 40765.0469 | 38199.0127 | 35599.1712 | 46392.6431 | 43357.6103 | 40628.3823 | 37863.1975 | 54770.3656 | 51187.258 | 89682.3594 | 83578.539 | 78110.7841 | 73000.733 | 68405.5615 | 63749.8494 | 59579.2985 | 55681.5874
SA1 | Grid Battery | 0 | 0.010073 | 0.016517 | 47087.3483 | 44006.8675 | 41236.7707 | 38430.1781 | 35916.0543 | 33566.4058 | 31453.5039 | 29312.7647 | 27395.1078 | 25602.9045 | 23991.2804 | 22358.4234 | 25055.7282 | 23416.5684 | 21942.5675 | 24538.5507 | 22933.2249 | 21432.9205 | 20083.7815 | 18716.8687 | 5335.4285 | 7501.8215
SA1 | PHES | 0 | 0 | 0 | 0 | 0 | 0 | 0 | 0 | 0 | 0 | 0 | 0 | 0 | 0 | 0 | 0 | 0 | 0 | 0 | 0 | 0 | 0 | 0 | 0 | 0
SA1 | VPP | 0 | 0 | 0 | 0 | 0 | 0 | 0 | 0 | 0 | 0 | 0 | 0 | 0 | 0 | 0 | 0 | 0 | 0 | 0 | 0 | 0 | 0 | 0 | 0 | 0
Total |  | 0 | 0.036205 | 0.05575 | 114207.568 | 144069.3904 | 135309.1371 | 127509.1099 | 120804.7091 | 114833.8547 | 108900.918 | 133462.0025 | 294281.7646 | 289637.7663 | 281178.7751 | 246087.3655 | 269493.3467 | 259701.4122 | 286524.6736 | 309464.3346 | 290278.2037 | 300519.2864 | 286153.3549 | 266039.9691 | 238551.8373 | 227270.1075
Region | Technology | 2026-27 | 2027-28 | 2028-29 | 2029-30 | 2030-31 | 2031-32 | 2032-33 | 2033-34 | 2034-35 | 2035-36 | 2036-37 | 2037-38 | 2038-39 | 2039-40 | 2040-41 | 2041-42 | 2042-43 | 2043-44 | 2044-45 | 2045-46 | 2046-47 | 2047-48 | 2048-49 | 2049-50 | 2050-51
TAS1 | Black Coal | 0 | 0 | 0 | 0 | 0 | 0 | 0 | 0 | 0 | 0 | 0 | 0 | 0 | 0 | 0 | 0 | 0 | 0 | 0 | 0 | 0 | 0 | 0 | 0 | 0
TAS1 | Brown Coal | 0 | 0 | 0 | 0 | 0 | 0 | 0 | 0 | 0 | 0 | 0 | 0 | 0 | 0 | 0 | 0 | 0 | 0 | 0 | 0 | 0 | 0 | 0 | 0 | 0
TAS1 | CCGT | 0 | 0.00049532 | 0.00046161 | 0.00043141 | 0.0005591 | 0.00057773 | 0.00060025 | 0.00060191 | 0.000593 | 0.00058317 | 0.0005672 | 0.00055582 | 0.00054313 | 0.00052175 | 0.00051391 | 0.00050007 | 0.00049055 | 0.00047092 | 0.00046098 | 0.00045387 | 0.00044445 | 0.00043918 | 0.00047114 | 0.00044031 | 0.00061273
TAS1 | Gas - Steam | 0 | 0 | 0 | 0 | 0 | 0 | 0 | 0 | 0 | 0 | 0 | 0 | 0 | 0 | 0 | 0 | 0 | 0 | 0 | 0 | 0 | 0 | 0 | 0 | 0
TAS1 | OCGT / Diesel | 0 | 0.0010308 | 0.00096061 | 0.0009135 | 0.00093873 | 0.0010894 | 0.0012886 | 0.001576 | 0.0015605 | 0.0015511 | 0.0015243 | 0.001509 | 0.0014922 | 0.0014733 | 0.0014544 | 0.0014377 | 0.0014256 | 0.0014207 | 0.0014033 | 0.0013933 | 0.001382 | 0.0013793 | 0.0014215 | 0.0013678 | 0.0013973
TAS1 | Hydro | 0 | 0 | 0 | 0 | 0 | 0 | 0 | 0 | 0 | 0 | 0 | 0 | 0 | 0 | 0 | 0 | 0 | 0 | 0 | 0 | 0 | 0 | 0 | 0 | 0
TAS1 | Hydrogen Electrolyser | 0 | 0 | 0 | 0 | 3129.3384 | 5488.9874 | 7725.4014 | 9412.8256 | 10782.8423 | 10104.0956 | 9689.9166 | 9202.3717 | 8743.4727 | 8193.098 | 6277.5664 | 4703.3367 | 3324.9411 | 2073.5478 | 1367.2642 | 1510.6941 | 1440.5685 | 1275.3103 | 1301.6293 | 1265.6254 | 1101.5619
TAS1 | Wind | 0 | 176336.223 | 243339.8136 | 297685.8661 | 304742.6547 | 309524.1329 | 310125.5829 | 309558.0014 | 307339.9843 | 304820.8091 | 299604.6291 | 294534.2451 | 289337.9953 | 285106.34 | 265701.8782 | 248319.5123 | 232074.3105 | 217465.9469 | 202665.1198 | 189406.6539 | 177015.5644 | 165872.9794 | 154583.5921 | 144470.6468 | 135019.2961
TAS1 | Solar PV | 0 | 0.0031959 | 0.0040274 | 3499.2849 | 3270.3597 | 3064.5006 | 2855.9294 | 2669.0929 | 2494.4793 | 2337.4597 | 2178.3713 | 2035.8612 | 1902.6741 | 1782.9067 | 1661.5614 | 1552.8612 | 1451.2723 | 1359.9192 | 1267.3626 | 1184.4511 | 1106.9638 | 1037.2839 | 966.6862 | 903.445 | 844.3412
TAS1 | Grid Battery | 0 | 0.0066138 | 0.0079355 | 0.018071 | 0.016889 | 0.015826 | 0.014749 | 0.013784 | 0.012882 | 0.012225 | 0.011695 | 0.011243 | 0.01114 | 0.011316 | 0.011281 | 0.011445 | 0.011377 | 0.011552 | 0.011506 | 0.011364 | 0.011264 | 0.010823 | 0.011156 | 0.010138 | 0.010072
TAS1 | PHES | 0 | 0 | 0.0057287 | 0.0089651 | 0.0083786 | 0.007929 | 0.0076172 | 0.0073464 | 0.0072462 | 0.007256 | 0.007171 | 0.0071463 | 0.0071216 | 0.0070721 | 0.0069605 | 0.0069514 | 0.0068926 | 0.0069458 | 0.0069075 | 0.006855 | 0.0067888 | 0.00681 | 0.0070574 | 0.0067631 | 0.0066794
TAS1 | VPP | 0 | 0 | 0 | 0 | 0 | 0 | 0 | 0 | 0 | 0 | 0 | 0 | 0 | 0 | 0 | 0 | 0 | 0 | 0 | 0 | 0 | 0 | 0 | 0 | 0
Total |  | 0 | 176336.2344 | 243339.8327 | 301185.1794 | 311142.3796 | 318077.6464 | 320706.9379 | 321639.9432 | 320617.3282 | 317262.386 | 311472.9379 | 305772.4984 | 299984.1624 | 295082.3651 | 273641.0263 | 254575.7306 | 236850.5441 | 220899.4343 | 205299.7669 | 192101.8192 | 179563.1165 | 168185.593 | 156851.9277 | 146639.7359 | 136965.2179

## BaseCase_Rehab Cost
Rehabilition cost by technology ($000s) - BaseCase, Step Change Scenario
Rehab | Real June 2025 dollars discounted to 1 July 2025
Explicitly modelled generation
Region | Technology | 2026-27 | 2027-28 | 2028-29 | 2029-30 | 2030-31 | 2031-32 | 2032-33 | 2033-34 | 2034-35 | 2035-36 | 2036-37 | 2037-38 | 2038-39 | 2039-40 | 2040-41 | 2041-42 | 2042-43 | 2043-44 | 2044-45 | 2045-46 | 2046-47 | 2047-48 | 2048-49 | 2049-50 | 2050-51
NEM | Black Coal | 0 | 0 | 305714.1052 | 355885.5323 | 0.0098826 | 2414.0918 | 0 | 2.6023e-05 | 46916.213 | 25501.3751 | 8891.051 | 0 | 13524.8794 | 0 | 16866.9665 | 4069.3179 | 0.0030559 | 4.3461e-05 | 0 | 3.5213e-05 | 0 | 0 | 0 | 0 | 0
NEM | Brown Coal | 0 | 51957.1248 | 0.0058201 | 186817.5257 | 24651.4139 | 42633.5995 | 0 | 0 | 0.0027084 | 0 | 0.00041915 | 0 | 0 | 0 | 0.00010511 | 0 | 3.304e-05 | 0 | 0 | 3.2247e-05 | 0 | 0 | 0 | 0 | 0
NEM | CCGT | 0 | 0 | 0 | 0 | 0 | 0 | 0 | 0 | 0 | 0 | 0 | 0 | 0 | 0 | 0 | 0 | 0 | 0 | 0 | 0 | 0 | 0 | 0 | 0 | 0
NEM | Gas - Steam | 0 | 0 | 0 | 0 | 0 | 0 | 0 | 0 | 0 | 0 | 0 | 0 | 0 | 0 | 0 | 0 | 0 | 0 | 0 | 0 | 0 | 0 | 0 | 0 | 0
NEM | OCGT / Diesel | 0 | 0 | 0 | 0 | 0 | 0 | 0 | 0 | 0 | 0 | 0 | 0 | 0 | 0 | 0 | 0 | 0 | 0 | 0 | 0 | 0 | 0 | 0 | 0 | 0
NEM | Hydro | 0 | 0 | 0 | 0 | 0 | 0 | 0 | 0 | 0 | 0 | 0 | 0 | 0 | 0 | 0 | 0 | 0 | 0 | 0 | 0 | 0 | 0 | 0 | 0 | 0
NEM | Hydrogen Electrolyser | 0 | 0 | 0 | 0 | 0 | 0 | 0 | 0 | 0 | 0 | 0 | 0 | 0 | 0 | 0 | 0 | 0 | 0 | 0 | 0 | 0 | 0 | 0 | 0 | 0
NEM | Wind | 0 | 0 | 0 | 0 | 0 | 0 | 0 | 0 | 0 | 0 | 0 | 0 | 0 | 0 | 0 | 0 | 0 | 0 | 0 | 0 | 0 | 0 | 0 | 0 | 0
NEM | Solar PV | 0 | 0 | 0 | 0 | 0 | 0 | 0 | 0 | 0 | 0 | 0 | 0 | 0 | 0 | 0 | 0 | 0 | 0 | 0 | 0 | 0 | 0 | 0 | 0 | 0
NEM | Grid Battery | 0 | 0 | 0 | 0 | 0 | 0 | 0 | 0 | 0 | 0 | 0 | 0 | 0 | 0 | 0 | 0 | 0 | 0 | 0 | 0 | 0 | 0 | 0 | 0 | 0
NEM | PHES | 0 | 0 | 0 | 0 | 0 | 0 | 0 | 0 | 0 | 0 | 0 | 0 | 0 | 0 | 0 | 0 | 0 | 0 | 0 | 0 | 0 | 0 | 0 | 0 | 0
NEM | VPP | 0 | 0 | 0 | 0 | 0 | 0 | 0 | 0 | 0 | 0 | 0 | 0 | 0 | 0 | 0 | 0 | 0 | 0 | 0 | 0 | 0 | 0 | 0 | 0 | 0
Total |  | 0 | 51957.1248 | 305714.111 | 542703.0579 | 24651.4238 | 45047.6913 | 0 | 2.6023e-05 | 46916.2157 | 25501.3751 | 8891.0514 | 0 | 13524.8794 | 0 | 16866.9666 | 4069.3179 | 0.0030889 | 4.3461e-05 | 0 | 6.7461e-05 | 0 | 0 | 0 | 0 | 0
Region | Technology | 2026-27 | 2027-28 | 2028-29 | 2029-30 | 2030-31 | 2031-32 | 2032-33 | 2033-34 | 2034-35 | 2035-36 | 2036-37 | 2037-38 | 2038-39 | 2039-40 | 2040-41 | 2041-42 | 2042-43 | 2043-44 | 2044-45 | 2045-46 | 2046-47 | 2047-48 | 2048-49 | 2049-50 | 2050-51
NSW1 | Black Coal | 0 | 0 | 63875.6863 | 136601.7432 | 0 | 0 | 0 | 0 | 0 | 0 | 0 | 0 | 13524.8794 | 0 | 0 | 0 | 0 | 0 | 0 | 0 | 0 | 0 | 0 | 0 | 0
NSW1 | Brown Coal | 0 | 0 | 0 | 0 | 0 | 0 | 0 | 0 | 0 | 0 | 0 | 0 | 0 | 0 | 0 | 0 | 0 | 0 | 0 | 0 | 0 | 0 | 0 | 0 | 0
NSW1 | CCGT | 0 | 0 | 0 | 0 | 0 | 0 | 0 | 0 | 0 | 0 | 0 | 0 | 0 | 0 | 0 | 0 | 0 | 0 | 0 | 0 | 0 | 0 | 0 | 0 | 0
NSW1 | Gas - Steam | 0 | 0 | 0 | 0 | 0 | 0 | 0 | 0 | 0 | 0 | 0 | 0 | 0 | 0 | 0 | 0 | 0 | 0 | 0 | 0 | 0 | 0 | 0 | 0 | 0
NSW1 | OCGT / Diesel | 0 | 0 | 0 | 0 | 0 | 0 | 0 | 0 | 0 | 0 | 0 | 0 | 0 | 0 | 0 | 0 | 0 | 0 | 0 | 0 | 0 | 0 | 0 | 0 | 0
NSW1 | Hydro | 0 | 0 | 0 | 0 | 0 | 0 | 0 | 0 | 0 | 0 | 0 | 0 | 0 | 0 | 0 | 0 | 0 | 0 | 0 | 0 | 0 | 0 | 0 | 0 | 0
NSW1 | Hydrogen Electrolyser | 0 | 0 | 0 | 0 | 0 | 0 | 0 | 0 | 0 | 0 | 0 | 0 | 0 | 0 | 0 | 0 | 0 | 0 | 0 | 0 | 0 | 0 | 0 | 0 | 0
NSW1 | Wind | 0 | 0 | 0 | 0 | 0 | 0 | 0 | 0 | 0 | 0 | 0 | 0 | 0 | 0 | 0 | 0 | 0 | 0 | 0 | 0 | 0 | 0 | 0 | 0 | 0
NSW1 | Solar PV | 0 | 0 | 0 | 0 | 0 | 0 | 0 | 0 | 0 | 0 | 0 | 0 | 0 | 0 | 0 | 0 | 0 | 0 | 0 | 0 | 0 | 0 | 0 | 0 | 0
NSW1 | Grid Battery | 0 | 0 | 0 | 0 | 0 | 0 | 0 | 0 | 0 | 0 | 0 | 0 | 0 | 0 | 0 | 0 | 0 | 0 | 0 | 0 | 0 | 0 | 0 | 0 | 0
NSW1 | PHES | 0 | 0 | 0 | 0 | 0 | 0 | 0 | 0 | 0 | 0 | 0 | 0 | 0 | 0 | 0 | 0 | 0 | 0 | 0 | 0 | 0 | 0 | 0 | 0 | 0
NSW1 | VPP | 0 | 0 | 0 | 0 | 0 | 0 | 0 | 0 | 0 | 0 | 0 | 0 | 0 | 0 | 0 | 0 | 0 | 0 | 0 | 0 | 0 | 0 | 0 | 0 | 0
Total |  | 0 | 0 | 63875.6863 | 136601.7432 | 0 | 0 | 0 | 0 | 0 | 0 | 0 | 0 | 13524.8794 | 0 | 0 | 0 | 0 | 0 | 0 | 0 | 0 | 0 | 0 | 0 | 0
Region | Technology | 2026-27 | 2027-28 | 2028-29 | 2029-30 | 2030-31 | 2031-32 | 2032-33 | 2033-34 | 2034-35 | 2035-36 | 2036-37 | 2037-38 | 2038-39 | 2039-40 | 2040-41 | 2041-42 | 2042-43 | 2043-44 | 2044-45 | 2045-46 | 2046-47 | 2047-48 | 2048-49 | 2049-50 | 2050-51
QLD1 | Black Coal | 0 | 0 | 241838.4189 | 219283.7891 | 0.0098826 | 2414.0918 | 0 | 2.6023e-05 | 46916.213 | 25501.3751 | 8891.051 | 0 | 0 | 0 | 16866.9665 | 4069.3179 | 0.0030559 | 4.3461e-05 | 0 | 3.5213e-05 | 0 | 0 | 0 | 0 | 0
QLD1 | Brown Coal | 0 | 0 | 0 | 0 | 0 | 0 | 0 | 0 | 0 | 0 | 0 | 0 | 0 | 0 | 0 | 0 | 0 | 0 | 0 | 0 | 0 | 0 | 0 | 0 | 0
QLD1 | CCGT | 0 | 0 | 0 | 0 | 0 | 0 | 0 | 0 | 0 | 0 | 0 | 0 | 0 | 0 | 0 | 0 | 0 | 0 | 0 | 0 | 0 | 0 | 0 | 0 | 0
QLD1 | Gas - Steam | 0 | 0 | 0 | 0 | 0 | 0 | 0 | 0 | 0 | 0 | 0 | 0 | 0 | 0 | 0 | 0 | 0 | 0 | 0 | 0 | 0 | 0 | 0 | 0 | 0
QLD1 | OCGT / Diesel | 0 | 0 | 0 | 0 | 0 | 0 | 0 | 0 | 0 | 0 | 0 | 0 | 0 | 0 | 0 | 0 | 0 | 0 | 0 | 0 | 0 | 0 | 0 | 0 | 0
QLD1 | Hydro | 0 | 0 | 0 | 0 | 0 | 0 | 0 | 0 | 0 | 0 | 0 | 0 | 0 | 0 | 0 | 0 | 0 | 0 | 0 | 0 | 0 | 0 | 0 | 0 | 0
QLD1 | Hydrogen Electrolyser | 0 | 0 | 0 | 0 | 0 | 0 | 0 | 0 | 0 | 0 | 0 | 0 | 0 | 0 | 0 | 0 | 0 | 0 | 0 | 0 | 0 | 0 | 0 | 0 | 0
QLD1 | Wind | 0 | 0 | 0 | 0 | 0 | 0 | 0 | 0 | 0 | 0 | 0 | 0 | 0 | 0 | 0 | 0 | 0 | 0 | 0 | 0 | 0 | 0 | 0 | 0 | 0
QLD1 | Solar PV | 0 | 0 | 0 | 0 | 0 | 0 | 0 | 0 | 0 | 0 | 0 | 0 | 0 | 0 | 0 | 0 | 0 | 0 | 0 | 0 | 0 | 0 | 0 | 0 | 0
QLD1 | Grid Battery | 0 | 0 | 0 | 0 | 0 | 0 | 0 | 0 | 0 | 0 | 0 | 0 | 0 | 0 | 0 | 0 | 0 | 0 | 0 | 0 | 0 | 0 | 0 | 0 | 0
QLD1 | PHES | 0 | 0 | 0 | 0 | 0 | 0 | 0 | 0 | 0 | 0 | 0 | 0 | 0 | 0 | 0 | 0 | 0 | 0 | 0 | 0 | 0 | 0 | 0 | 0 | 0
QLD1 | VPP | 0 | 0 | 0 | 0 | 0 | 0 | 0 | 0 | 0 | 0 | 0 | 0 | 0 | 0 | 0 | 0 | 0 | 0 | 0 | 0 | 0 | 0 | 0 | 0 | 0
Total |  | 0 | 0 | 241838.4189 | 219283.7891 | 0.0098826 | 2414.0918 | 0 | 2.6023e-05 | 46916.213 | 25501.3751 | 8891.051 | 0 | 0 | 0 | 16866.9665 | 4069.3179 | 0.0030559 | 4.3461e-05 | 0 | 3.5213e-05 | 0 | 0 | 0 | 0 | 0
Region | Technology | 2026-27 | 2027-28 | 2028-29 | 2029-30 | 2030-31 | 2031-32 | 2032-33 | 2033-34 | 2034-35 | 2035-36 | 2036-37 | 2037-38 | 2038-39 | 2039-40 | 2040-41 | 2041-42 | 2042-43 | 2043-44 | 2044-45 | 2045-46 | 2046-47 | 2047-48 | 2048-49 | 2049-50 | 2050-51
VIC1 | Black Coal | 0 | 0 | 0 | 0 | 0 | 0 | 0 | 0 | 0 | 0 | 0 | 0 | 0 | 0 | 0 | 0 | 0 | 0 | 0 | 0 | 0 | 0 | 0 | 0 | 0
VIC1 | Brown Coal | 0 | 51957.1248 | 0.0058201 | 186817.5257 | 24651.4139 | 42633.5995 | 0 | 0 | 0.0027084 | 0 | 0.00041915 | 0 | 0 | 0 | 0.00010511 | 0 | 3.304e-05 | 0 | 0 | 3.2247e-05 | 0 | 0 | 0 | 0 | 0
VIC1 | CCGT | 0 | 0 | 0 | 0 | 0 | 0 | 0 | 0 | 0 | 0 | 0 | 0 | 0 | 0 | 0 | 0 | 0 | 0 | 0 | 0 | 0 | 0 | 0 | 0 | 0
VIC1 | Gas - Steam | 0 | 0 | 0 | 0 | 0 | 0 | 0 | 0 | 0 | 0 | 0 | 0 | 0 | 0 | 0 | 0 | 0 | 0 | 0 | 0 | 0 | 0 | 0 | 0 | 0
VIC1 | OCGT / Diesel | 0 | 0 | 0 | 0 | 0 | 0 | 0 | 0 | 0 | 0 | 0 | 0 | 0 | 0 | 0 | 0 | 0 | 0 | 0 | 0 | 0 | 0 | 0 | 0 | 0
VIC1 | Hydro | 0 | 0 | 0 | 0 | 0 | 0 | 0 | 0 | 0 | 0 | 0 | 0 | 0 | 0 | 0 | 0 | 0 | 0 | 0 | 0 | 0 | 0 | 0 | 0 | 0
VIC1 | Hydrogen Electrolyser | 0 | 0 | 0 | 0 | 0 | 0 | 0 | 0 | 0 | 0 | 0 | 0 | 0 | 0 | 0 | 0 | 0 | 0 | 0 | 0 | 0 | 0 | 0 | 0 | 0
VIC1 | Wind | 0 | 0 | 0 | 0 | 0 | 0 | 0 | 0 | 0 | 0 | 0 | 0 | 0 | 0 | 0 | 0 | 0 | 0 | 0 | 0 | 0 | 0 | 0 | 0 | 0
VIC1 | Solar PV | 0 | 0 | 0 | 0 | 0 | 0 | 0 | 0 | 0 | 0 | 0 | 0 | 0 | 0 | 0 | 0 | 0 | 0 | 0 | 0 | 0 | 0 | 0 | 0 | 0
VIC1 | Grid Battery | 0 | 0 | 0 | 0 | 0 | 0 | 0 | 0 | 0 | 0 | 0 | 0 | 0 | 0 | 0 | 0 | 0 | 0 | 0 | 0 | 0 | 0 | 0 | 0 | 0
VIC1 | PHES | 0 | 0 | 0 | 0 | 0 | 0 | 0 | 0 | 0 | 0 | 0 | 0 | 0 | 0 | 0 | 0 | 0 | 0 | 0 | 0 | 0 | 0 | 0 | 0 | 0
VIC1 | VPP | 0 | 0 | 0 | 0 | 0 | 0 | 0 | 0 | 0 | 0 | 0 | 0 | 0 | 0 | 0 | 0 | 0 | 0 | 0 | 0 | 0 | 0 | 0 | 0 | 0
Total |  | 0 | 51957.1248 | 0.0058201 | 186817.5257 | 24651.4139 | 42633.5995 | 0 | 0 | 0.0027084 | 0 | 0.00041915 | 0 | 0 | 0 | 0.00010511 | 0 | 3.304e-05 | 0 | 0 | 3.2247e-05 | 0 | 0 | 0 | 0 | 0
Region | Technology | 2026-27 | 2027-28 | 2028-29 | 2029-30 | 2030-31 | 2031-32 | 2032-33 | 2033-34 | 2034-35 | 2035-36 | 2036-37 | 2037-38 | 2038-39 | 2039-40 | 2040-41 | 2041-42 | 2042-43 | 2043-44 | 2044-45 | 2045-46 | 2046-47 | 2047-48 | 2048-49 | 2049-50 | 2050-51
SA1 | Black Coal | 0 | 0 | 0 | 0 | 0 | 0 | 0 | 0 | 0 | 0 | 0 | 0 | 0 | 0 | 0 | 0 | 0 | 0 | 0 | 0 | 0 | 0 | 0 | 0 | 0
SA1 | Brown Coal | 0 | 0 | 0 | 0 | 0 | 0 | 0 | 0 | 0 | 0 | 0 | 0 | 0 | 0 | 0 | 0 | 0 | 0 | 0 | 0 | 0 | 0 | 0 | 0 | 0
SA1 | CCGT | 0 | 0 | 0 | 0 | 0 | 0 | 0 | 0 | 0 | 0 | 0 | 0 | 0 | 0 | 0 | 0 | 0 | 0 | 0 | 0 | 0 | 0 | 0 | 0 | 0
SA1 | Gas - Steam | 0 | 0 | 0 | 0 | 0 | 0 | 0 | 0 | 0 | 0 | 0 | 0 | 0 | 0 | 0 | 0 | 0 | 0 | 0 | 0 | 0 | 0 | 0 | 0 | 0
SA1 | OCGT / Diesel | 0 | 0 | 0 | 0 | 0 | 0 | 0 | 0 | 0 | 0 | 0 | 0 | 0 | 0 | 0 | 0 | 0 | 0 | 0 | 0 | 0 | 0 | 0 | 0 | 0
SA1 | Hydro | 0 | 0 | 0 | 0 | 0 | 0 | 0 | 0 | 0 | 0 | 0 | 0 | 0 | 0 | 0 | 0 | 0 | 0 | 0 | 0 | 0 | 0 | 0 | 0 | 0
SA1 | Hydrogen Electrolyser | 0 | 0 | 0 | 0 | 0 | 0 | 0 | 0 | 0 | 0 | 0 | 0 | 0 | 0 | 0 | 0 | 0 | 0 | 0 | 0 | 0 | 0 | 0 | 0 | 0
SA1 | Wind | 0 | 0 | 0 | 0 | 0 | 0 | 0 | 0 | 0 | 0 | 0 | 0 | 0 | 0 | 0 | 0 | 0 | 0 | 0 | 0 | 0 | 0 | 0 | 0 | 0
SA1 | Solar PV | 0 | 0 | 0 | 0 | 0 | 0 | 0 | 0 | 0 | 0 | 0 | 0 | 0 | 0 | 0 | 0 | 0 | 0 | 0 | 0 | 0 | 0 | 0 | 0 | 0
SA1 | Grid Battery | 0 | 0 | 0 | 0 | 0 | 0 | 0 | 0 | 0 | 0 | 0 | 0 | 0 | 0 | 0 | 0 | 0 | 0 | 0 | 0 | 0 | 0 | 0 | 0 | 0
SA1 | PHES | 0 | 0 | 0 | 0 | 0 | 0 | 0 | 0 | 0 | 0 | 0 | 0 | 0 | 0 | 0 | 0 | 0 | 0 | 0 | 0 | 0 | 0 | 0 | 0 | 0
SA1 | VPP | 0 | 0 | 0 | 0 | 0 | 0 | 0 | 0 | 0 | 0 | 0 | 0 | 0 | 0 | 0 | 0 | 0 | 0 | 0 | 0 | 0 | 0 | 0 | 0 | 0
Total |  | 0 | 0 | 0 | 0 | 0 | 0 | 0 | 0 | 0 | 0 | 0 | 0 | 0 | 0 | 0 | 0 | 0 | 0 | 0 | 0 | 0 | 0 | 0 | 0 | 0
Region | Technology | 2026-27 | 2027-28 | 2028-29 | 2029-30 | 2030-31 | 2031-32 | 2032-33 | 2033-34 | 2034-35 | 2035-36 | 2036-37 | 2037-38 | 2038-39 | 2039-40 | 2040-41 | 2041-42 | 2042-43 | 2043-44 | 2044-45 | 2045-46 | 2046-47 | 2047-48 | 2048-49 | 2049-50 | 2050-51
TAS1 | Black Coal | 0 | 0 | 0 | 0 | 0 | 0 | 0 | 0 | 0 | 0 | 0 | 0 | 0 | 0 | 0 | 0 | 0 | 0 | 0 | 0 | 0 | 0 | 0 | 0 | 0
TAS1 | Brown Coal | 0 | 0 | 0 | 0 | 0 | 0 | 0 | 0 | 0 | 0 | 0 | 0 | 0 | 0 | 0 | 0 | 0 | 0 | 0 | 0 | 0 | 0 | 0 | 0 | 0
TAS1 | CCGT | 0 | 0 | 0 | 0 | 0 | 0 | 0 | 0 | 0 | 0 | 0 | 0 | 0 | 0 | 0 | 0 | 0 | 0 | 0 | 0 | 0 | 0 | 0 | 0 | 0
TAS1 | Gas - Steam | 0 | 0 | 0 | 0 | 0 | 0 | 0 | 0 | 0 | 0 | 0 | 0 | 0 | 0 | 0 | 0 | 0 | 0 | 0 | 0 | 0 | 0 | 0 | 0 | 0
TAS1 | OCGT / Diesel | 0 | 0 | 0 | 0 | 0 | 0 | 0 | 0 | 0 | 0 | 0 | 0 | 0 | 0 | 0 | 0 | 0 | 0 | 0 | 0 | 0 | 0 | 0 | 0 | 0
TAS1 | Hydro | 0 | 0 | 0 | 0 | 0 | 0 | 0 | 0 | 0 | 0 | 0 | 0 | 0 | 0 | 0 | 0 | 0 | 0 | 0 | 0 | 0 | 0 | 0 | 0 | 0
TAS1 | Hydrogen Electrolyser | 0 | 0 | 0 | 0 | 0 | 0 | 0 | 0 | 0 | 0 | 0 | 0 | 0 | 0 | 0 | 0 | 0 | 0 | 0 | 0 | 0 | 0 | 0 | 0 | 0
TAS1 | Wind | 0 | 0 | 0 | 0 | 0 | 0 | 0 | 0 | 0 | 0 | 0 | 0 | 0 | 0 | 0 | 0 | 0 | 0 | 0 | 0 | 0 | 0 | 0 | 0 | 0
TAS1 | Solar PV | 0 | 0 | 0 | 0 | 0 | 0 | 0 | 0 | 0 | 0 | 0 | 0 | 0 | 0 | 0 | 0 | 0 | 0 | 0 | 0 | 0 | 0 | 0 | 0 | 0
TAS1 | Grid Battery | 0 | 0 | 0 | 0 | 0 | 0 | 0 | 0 | 0 | 0 | 0 | 0 | 0 | 0 | 0 | 0 | 0 | 0 | 0 | 0 | 0 | 0 | 0 | 0 | 0
TAS1 | PHES | 0 | 0 | 0 | 0 | 0 | 0 | 0 | 0 | 0 | 0 | 0 | 0 | 0 | 0 | 0 | 0 | 0 | 0 | 0 | 0 | 0 | 0 | 0 | 0 | 0
TAS1 | VPP | 0 | 0 | 0 | 0 | 0 | 0 | 0 | 0 | 0 | 0 | 0 | 0 | 0 | 0 | 0 | 0 | 0 | 0 | 0 | 0 | 0 | 0 | 0 | 0 | 0
Total |  | 0 | 0 | 0 | 0 | 0 | 0 | 0 | 0 | 0 | 0 | 0 | 0 | 0 | 0 | 0 | 0 | 0 | 0 | 0 | 0 | 0 | 0 | 0 | 0 | 0

## BaseCase_REZ Tx Cost
REZ transmission expansion cost by region ($000s) - BaseCase, Step Change Scenario
REZ Expansion | Real June 2025 dollars discounted to 1 July 2025. As with the total capital costs, the REZ transmission expansion costs are annualised for modelling purposes. Build costs do not include capital costs of existing, committed and anticipated transmission projects since there will be no difference in these costs between the Base Case and option case.
Explicitly modelled generation
Region | Technology | 2026-27 | 2027-28 | 2028-29 | 2029-30 | 2030-31 | 2031-32 | 2032-33 | 2033-34 | 2034-35 | 2035-36 | 2036-37 | 2037-38 | 2038-39 | 2039-40 | 2040-41 | 2041-42 | 2042-43 | 2043-44 | 2044-45 | 2045-46 | 2046-47 | 2047-48 | 2048-49 | 2049-50 | 2050-51
NSW1 | Transmission | 0 | 2516.5882 | 3461.8191 | 71896.2049 | 67192.7149 | 62963.1402 | 58677.8415 | 54839.1042 | 51251.4992 | 48025.3751 | 44756.7471 | 41828.7356 | 39092.2763 | 36631.5378 | 34138.3794 | 31905.0274 | 29817.7826 | 27940.845 | 26039.1789 | 24335.6812 | 22743.6273 | 21311.9859 | 19861.4829 | 18562.1335 | 17347.7884
QLD1 | Transmission | 0 | 0.0013818 | 0.0013758 | 9986.0617 | 9332.768 | 8745.2991 | 8154.504 | 9603.3406 | 11797.8499 | 11055.2116 | 12045.3647 | 22725.0308 | 21238.3466 | 19901.4582 | 24395.8758 | 36936.171 | 34519.786 | 38294.6069 | 36728.3813 | 35773.2428 | 33596.4274 | 31481.6358 | 29347.266 | 27427.6642 | 25633.3311
VIC1 | Transmission | 0 | 0.00082308 | 0.0018869 | 21626.2676 | 20211.465 | 32502.7223 | 47436.022 | 60605.1117 | 73120.123 | 89446.6042 | 87272.3748 | 81562.967 | 83024.8023 | 79816.1763 | 75825.2753 | 71651.9749 | 66964.4625 | 62749.2557 | 58478.514 | 54652.8168 | 51077.3989 | 47862.2338 | 44604.7093 | 41686.6442 | 38959.4806
SA1 | Transmission | 0 | 0.0011014 | 0.0013812 | 0.0034651 | 0.0032384 | 0.0030346 | 0.002828 | 0.0027825 | 0.0026005 | 0.003204 | 0.0029859 | 0.0033651 | 0.0032302 | 0.0043685 | 0.004225 | 0.0073415 | 0.0068612 | 0.0064293 | 0.0062585 | 0.005849 | 0.0054664 | 0.0051228 | 0.0047852 | 0.0044884 | 0.0041952
TAS1 | Transmission | 0 | 0 | 0 | 0 | 0 | 0 | 0 | 0 | 0 | 0 | 0 | 0 | 0 | 0 | 0 | 0 | 0 | 0 | 0 | 0 | 0 | 0 | 0 | 0 | 0
NEM | Total | 0 | 2516.5915 | 3461.8238 | 103508.5376 | 96736.9511 | 104211.1647 | 114268.3703 | 125047.5593 | 136169.4747 | 148527.1941 | 144074.4896 | 146116.7368 | 143355.4284 | 136349.1766 | 134359.5346 | 140493.1807 | 131302.0381 | 128984.714 | 121246.0805 | 114761.7467 | 107417.459 | 100655.8607 | 93813.463 | 87676.4464 | 81940.6042

## BaseCase_USE+DSP Cost
USE / DSP cost by region ($000s) - BaseCase, Step Change Scenario
USE / DSP | Real June 2025 dollars discounted to 1 July 2025
Explicitly modelled generation
Region | Technology | 2026-27 | 2027-28 | 2028-29 | 2029-30 | 2030-31 | 2031-32 | 2032-33 | 2033-34 | 2034-35 | 2035-36 | 2036-37 | 2037-38 | 2038-39 | 2039-40 | 2040-41 | 2041-42 | 2042-43 | 2043-44 | 2044-45 | 2045-46 | 2046-47 | 2047-48 | 2048-49 | 2049-50 | 2050-51
NSW1 | USE / DSP | 0.0039048 | 0.0038777 | 0.0041719 | 809.8487 | 0.0039201 | 0.0038346 | 98.1722 | 0.0040506 | 3.9793 | 297.717 | 0.0040679 | 13889.767 | 6.0542 | 279.7137 | 135.2064 | 298.2928 | 21.2832 | 277.8313 | 5390.4985 | 131.8079 | 394.1481 | 295.2335 | 328.332 | 242.0717 | 77.0226
QLD1 | USE / DSP | 0.0033759 | 0.0033938 | 0.0036284 | 25919.7648 | 0.0034545 | 0.0033427 | 524.0645 | 7748.5599 | 0.0035723 | 1536.1817 | 0.0035939 | 24510.1831 | 1101.1562 | 5099.8701 | 4711.3828 | 4201.4813 | 7978.3407 | 5389.8356 | 15071.2788 | 6566.1521 | 9069.5381 | 9830.8819 | 28430.2503 | 12079.7826 | 3723.3745
VIC1 | USE / DSP | 0.0037569 | 0.0037673 | 0.0041725 | 761.5323 | 0.0039938 | 0.0039698 | 41.7107 | 2.7942 | 28.8188 | 109.8906 | 10.3182 | 3274.6246 | 15.1849 | 22833.7449 | 106.394 | 8042.4797 | 14.4404 | 196.3801 | 35169.1316 | 133.5218 | 265.4182 | 251.6835 | 295.7867 | 241.5593 | 37.926
SA1 | USE / DSP | 82815.0634 | 0.0031914 | 0.0037119 | 31111.7591 | 217.214 | 0.0036374 | 1174.8147 | 252.377 | 3281.9283 | 1728.0783 | 1396.9952 | 4805.7157 | 5140.6478 | 8364.0178 | 6687.9041 | 9135.0969 | 6556.7676 | 13673.8793 | 10483.757 | 9430.3574 | 13217.1021 | 13860.1724 | 14160.7729 | 12494.3161 | 3432.4928
TAS1 | USE / DSP | 0.0014835 | 0.0013562 | 0.0013535 | 0.0013502 | 0.0013497 | 0.001353 | 0.0013502 | 0.0013499 | 0.0013494 | 4.9411 | 0.0013493 | 0.0013504 | 0.0013505 | 0.0013524 | 0.0013482 | 0.0013489 | 0.0013489 | 0.001356 | 0.0013501 | 0.0013497 | 0.0013489 | 0.0013533 | 0.0014451 | 0.0013524 | 0.0017974
NEM | Total | 82815.0759 | 0.015586 | 0.017038 | 58602.9063 | 217.2267 | 0.016137 | 1838.7634 | 8003.7365 | 3314.7313 | 3676.8087 | 1407.3224 | 46480.2917 | 6263.0445 | 36577.3478 | 11640.8886 | 21677.352 | 14570.8332 | 19537.9276 | 66114.6672 | 16261.8406 | 22946.2079 | 24237.9726 | 43215.1433 | 25057.7309 | 7270.8177

## BaseCase_SyncCon Cost
SyncCon cost by region ($000s) - BaseCase, Step Change Scenario
SyncCon | Real June 2025 dollars discounted to 1 July 2025. SyncCon is only explicitly modelled in Tasmania, mainland NEM regions have SyncCon costs built into new entrant costs.
Explicitly modelled generation
Region | Technology | 2026-27 | 2027-28 | 2028-29 | 2029-30 | 2030-31 | 2031-32 | 2032-33 | 2033-34 | 2034-35 | 2035-36 | 2036-37 | 2037-38 | 2038-39 | 2039-40 | 2040-41 | 2041-42 | 2042-43 | 2043-44 | 2044-45 | 2045-46 | 2046-47 | 2047-48 | 2048-49 | 2049-50 | 2050-51
NSW1 | SyncCon | 0 | 0 | 0 | 0 | 0 | 0 | 0 | 0 | 0 | 0 | 0 | 0 | 0 | 0 | 0 | 0 | 0 | 0 | 0 | 0 | 0 | 0 | 0 | 0 | 0
QLD1 | SyncCon | 0 | 0 | 0 | 0 | 0 | 0 | 0 | 0 | 0 | 0 | 0 | 0 | 0 | 0 | 0 | 0 | 0 | 0 | 0 | 0 | 0 | 0 | 0 | 0 | 0
VIC1 | SyncCon | 0 | 0 | 0 | 0 | 0 | 0 | 0 | 0 | 0 | 0 | 0 | 0 | 0 | 0 | 0 | 0 | 0 | 0 | 0 | 0 | 0 | 0 | 0 | 0 | 0
SA1 | SyncCon | 0 | 0 | 0 | 0 | 0 | 0 | 0 | 0 | 0 | 0 | 0 | 0 | 0 | 0 | 0 | 0 | 0 | 0 | 0 | 0 | 0 | 0 | 0 | 0 | 0
TAS1 | SyncCon | 0 | 0 | 0 | 516.5542 | 1207.8077 | 1307.134 | 969.0099 | 999.7297 | 1176.5081 | 1394.8566 | 1163.7918 | 1015.3861 | 1023.0743 | 1106.2972 | 1096.069 | 1054.6037 | 818.2731 | 866.6897 | 888.5637 | 802.5676 | 665.746 | 691.5207 | 662.1053 | 648.9816 | 567.9634
NEM | Total | 0 | 0 | 0 | 516.5542 | 1207.8077 | 1307.134 | 969.0099 | 999.7297 | 1176.5081 | 1394.8566 | 1163.7918 | 1015.3861 | 1023.0743 | 1106.2972 | 1096.069 | 1054.6037 | 818.2731 | 866.6897 | 888.5637 | 802.5676 | 665.746 | 691.5207 | 662.1053 | 648.9816 | 567.9634

## BaseCase_Emissions Cost
NEM Emissions cost ($000s) - BaseCase, Step Change Scenario
Emissions | Real June 2025 dollars discounted to 1 July 2025
Emissions from explicitly modelled generation
Region | Technology | 2026-27 | 2027-28 | 2028-29 | 2029-30 | 2030-31 | 2031-32 | 2032-33 | 2033-34 | 2034-35 | 2035-36 | 2036-37 | 2037-38 | 2038-39 | 2039-40 | 2040-41 | 2041-42 | 2042-43 | 2043-44 | 2044-45 | 2045-46 | 2046-47 | 2047-48 | 2048-49 | 2049-50 | 2050-51
NEM | Total | 7841863.6741 | 6814559.5547 | 5929678.7966 | 2391232.1241 | 2415651.7075 | 2107611.3529 | 2230395.8736 | 2134379.2117 | 1932497.9861 | 1543452.102 | 1446851.1686 | 1667958.7804 | 1403771.18 | 1434222.0793 | 929186.3048 | 805367.7158 | 669885.0215 | 921499.5986 | 635127.198 | 605654.5655 | 676652.3176 | 646304.114 | 689060.1234 | 645315.8191 | 748503.7533

## ML1_CF
Annual capacity factor by technology - ML1, Step Change Scenario
Non-scheduled generation including Distributed PV is not shown.
Region | Technology | 2026-27 | 2027-28 | 2028-29 | 2029-30 | 2030-31 | 2031-32 | 2032-33 | 2033-34 | 2034-35 | 2035-36 | 2036-37 | 2037-38 | 2038-39 | 2039-40 | 2040-41 | 2041-42 | 2042-43 | 2043-44 | 2044-45 | 2045-46 | 2046-47 | 2047-48 | 2048-49 | 2049-50 | 2050-51
NEM | Black Coal | 45.78% | 41.28% | 63.04% | 56.23% | 56.67% | 55.66% | 54.16% | 59.24% | 57.88% | 52.48% | 49.13% | 52.28% | 52.8% | 53.27% | 6.499% | - | - | - | - | - | - | - | - | - | -
NEM | Brown Coal | 59.61% | 59.93% | 64.43% | 54.48% | 66.51% | - | - | - | - | - | - | - | - | - | - | - | - | - | - | - | - | - | - | - | -
NEM | CCGT | 17.6% | 11.03% | 27.62% | 31.32% | 31.5% | 27.64% | 32.49% | 33.76% | 32.01% | 28.49% | 30.67% | 37.94% | 36.1% | 35.2% | 37.54% | 31.71% | 35.14% | 35.94% | 32.75% | 35.85% | 41.08% | 36.05% | 39.6% | 37.28% | 50.25%
NEM | Gas - Steam | 4.439% | 3.911% | 6.135% | 7.537% | 8.961% | 6.502% | 8.088% | 5.883% | 9.716% | 6.305% | 6.547% | 9.56% | 8.291% | 58.72% | 59.28% | 57.37% | 62.36% | 57.11% | 53.63% | 54.24% | 58.64% | 52.41% | 52.14% | 51.94% | -
NEM | OCGT / Diesel | 3.632% | 2.255% | 4.427% | 6.458% | 7.449% | 6.001% | 7.403% | 6.085% | 9.736% | 5.881% | 7.486% | 10.24% | 13.03% | 15.49% | 17.94% | 12.73% | 9.564% | 15.18% | 9.865% | 11.08% | 12.73% | 13.56% | 13.78% | 13.63% | 15.5%
NEM | Hydro | 26.46% | 21.15% | 25.8% | 26.39% | 23.59% | 22.5% | 21.75% | 23.55% | 24.96% | 22.53% | 20.72% | 25.75% | 22.2% | 19.84% | 19.34% | 18.1% | 20.67% | 20.74% | 18.6% | 17.19% | 23.56% | 19.16% | 18.16% | 17.98% | 18.46%
NEM | Hydrogen Turbine | bar: 2026-27 to 2050-51
NEM | Wind | 33.52% | 36.17% | 33.92% | 34.51% | 34.17% | 35.87% | 34.63% | 34.47% | 33.94% | 36.04% | 36.34% | 32.87% | 32.59% | 32% | 33.08% | 31.78% | 31.43% | 30.84% | 31.79% | 32.74% | 30.38% | 29.99% | 29.63% | 30.72% | 30.56%
NEM | Solar PV | 25.94% | 24.04% | 22.43% | 22.85% | 23.15% | 23.58% | 23.89% | 23.76% | 22.96% | 24.82% | 24.79% | 22.15% | 22.66% | 22.79% | 23.16% | 23% | 22.75% | 21.55% | 22.33% | 22.51% | 20.61% | 20.34% | 19.76% | 20.18% | 21.27%
NEM | Grid Battery | 17.05% | 17.28% | 14.46% | 11.46% | 12.3% | 12.19% | 12.52% | 12.38% | 11.46% | 11.47% | 11.35% | 10.93% | 10.86% | 10.87% | 10.31% | 10.73% | 10.39% | 10.14% | 9.807% | 10.13% | 11.07% | 10.3% | 10.41% | 12.54% | 14.03%
NEM | PHES | 15.2% | 17.01% | 27.41% | 19.97% | 22.01% | 22.38% | 24.29% | 22.26% | 22.83% | 23.48% | 21.7% | 22.45% | 21.98% | 22.75% | 21.81% | 21.94% | 20.32% | 20.9% | 22.11% | 20.13% | 21.76% | 19.11% | 18.4% | 18.88% | 21.44%
NEM | VPP | 11.96% | 13.07% | 10.51% | 6.499% | 7.869% | 8.357% | 8.811% | 8.591% | 8.609% | 8.722% | 8.872% | 8.845% | 9.034% | 9.722% | 9.536% | 9.793% | 9.293% | 9.191% | 9.489% | 9.573% | 9.486% | 9.275% | 9.588% | 9.487% | 10.05%
Region | Technology | 2026-27 | 2027-28 | 2028-29 | 2029-30 | 2030-31 | 2031-32 | 2032-33 | 2033-34 | 2034-35 | 2035-36 | 2036-37 | 2037-38 | 2038-39 | 2039-40 | 2040-41 | 2041-42 | 2042-43 | 2043-44 | 2044-45 | 2045-46 | 2046-47 | 2047-48 | 2048-49 | 2049-50 | 2050-51
NSW1 | Black Coal | 41.04% | 35.54% | 60.34% | 53.03% | 55.21% | 56.45% | 52.49% | 59.53% | 54.15% | 50.24% | 42.42% | 50.17% | 57.56% | 52.55% | - | - | - | - | - | - | - | - | - | - | -
NSW1 | Brown Coal | bar: 2026-27 to 2050-51
NSW1 | CCGT | 37.57% | 23.08% | 39.85% | 44.95% | 39.56% | 32.59% | 42.98% | 45.55% | 38.24% | 40.67% | 40.09% | 42.84% | 42.15% | 40.65% | 44.92% | 38.63% | 39.72% | 50.64% | 50.48% | 48.48% | 52.91% | 43.9% | 50.72% | 48.47% | 50.25%
NSW1 | Gas - Steam | bar: 2026-27 to 2050-51
NSW1 | OCGT / Diesel | 7.311% | 7.555% | 10.48% | 14.14% | 14.91% | 13.18% | 14.01% | 11.59% | 16.61% | 10.61% | 13.4% | 13.44% | 18.36% | 18.55% | 22.57% | 13.72% | 11.11% | 19.26% | 13.43% | 15.37% | 18.51% | 22.65% | 20.77% | 22.88% | 23.3%
NSW1 | Hydro | 14.06% | 11.92% | 17.37% | 14.53% | 12.02% | 11.8% | 12.09% | 13.69% | 14.31% | 12.81% | 10.38% | 16.31% | 12.86% | 10.9% | 10.65% | 9.135% | 12.04% | 12.33% | 11.48% | 8.716% | 15.64% | 11.48% | 9.897% | 10.03% | 9.384%
NSW1 | Hydrogen Turbine | bar: 2026-27 to 2050-51
NSW1 | Wind | 33.61% | 36.5% | 34.77% | 34.12% | 33.05% | 32.84% | 33.57% | 33.51% | 32.97% | 35.12% | 34.99% | 35.07% | 32.48% | 33.35% | 32.94% | 33% | 31.19% | 29.68% | 31.72% | 31.81% | 31.31% | 29.1% | 29.37% | 29.21% | 30.42%
NSW1 | Solar PV | 24.83% | 22.66% | 23.34% | 20.79% | 21.29% | 21.35% | 22.16% | 22.43% | 22.01% | 24.42% | 24.25% | 21.71% | 21.83% | 22.7% | 23.47% | 23% | 22.96% | 21.81% | 23.5% | 23.47% | 20.35% | 19.85% | 20.46% | 20.22% | 21.28%
NSW1 | Grid Battery | 20.05% | 18.58% | 17.28% | 16.75% | 17.52% | 17.19% | 17.44% | 17.67% | 17.21% | 17.91% | 17.62% | 16.66% | 16.29% | 16.1% | 15.6% | 15.46% | 14.89% | 14.36% | 13.88% | 14.17% | 14.39% | 13.31% | 13.76% | 14.17% | 14.61%
NSW1 | PHES | 15.03% | 16.76% | 70.37% | 21.64% | 23.93% | 24.53% | 26.38% | 24.19% | 25.47% | 26.09% | 23.49% | 24.02% | 22.84% | 24.97% | 23.42% | 25.47% | 22.3% | 24.12% | 26.76% | 24.42% | 25.19% | 21.77% | 23.62% | 22.07% | 24.82%
NSW1 | VPP | 12.3% | 12.33% | 10.09% | 6.77% | 8.036% | 8.565% | 8.86% | 8.808% | 8.889% | 9.372% | 9.498% | 9.33% | 9.532% | 10.28% | 10.24% | 10.22% | 9.909% | 9.583% | 10.23% | 10.25% | 10.2% | 9.875% | 10.36% | 10.15% | 10.45%
Region | Technology | 2026-27 | 2027-28 | 2028-29 | 2029-30 | 2030-31 | 2031-32 | 2032-33 | 2033-34 | 2034-35 | 2035-36 | 2036-37 | 2037-38 | 2038-39 | 2039-40 | 2040-41 | 2041-42 | 2042-43 | 2043-44 | 2044-45 | 2045-46 | 2046-47 | 2047-48 | 2048-49 | 2049-50 | 2050-51
QLD1 | Black Coal | 50.64% | 47.16% | 65.1% | 57.78% | 57.38% | 55.25% | 55.01% | 59.14% | 59.64% | 53.54% | 52.88% | 53.81% | 50.82% | 53.57% | 6.499% | - | - | - | - | - | - | - | - | - | -
QLD1 | Brown Coal | bar: 2026-27 to 2050-51
QLD1 | CCGT | 8.504% | 5.717% | 22.14% | 27.7% | 29.27% | 26.85% | 30.17% | 30.33% | 31.8% | 26.81% | 31.12% | 41.15% | 38.23% | 37.9% | 39.23% | 32.61% | 38.49% | 37.78% | 32.91% | 42.26% | 63.9% | 61.34% | 62.2% | 57.08% | -
QLD1 | Gas - Steam | 72.65% | 65.02% | 72.23% | 71.71% | 71.93% | 68.25% | 68.99% | 70.59% | 67.19% | 61.87% | 66.28% | 66.91% | 61.39% | 58.72% | 59.28% | 57.37% | 62.36% | 57.11% | 53.63% | 54.24% | 58.64% | 52.41% | 52.14% | 51.94% | -
QLD1 | OCGT / Diesel | 1.712e-08% | 2.396e-08% | 0.746% | 1.905% | 3.532% | 2.344% | 2.436% | 2.674% | 6.881% | 3.951% | 6.456% | 11.08% | 14.83% | 17.47% | 20.26% | 15.86% | 16.47% | 18.11% | 11.12% | 12.17% | 9.177% | 7.771% | 6.741% | 3.703% | 2.627%
QLD1 | Hydro | 51.45% | 51.06% | 51.69% | 51.31% | 51.17% | 50.5% | 49.33% | 51.45% | 50% | 51.55% | 50.44% | 16.02% | 14.82% | 12.08% | 14.18% | 10.03% | 0.02947% | 2.045e-09% | 2.153e-09% | 2.029e-09% | 2.058e-09% | 2.009e-09% | 0.04211% | 2.377e-09% | 5.191e-09%
QLD1 | Hydrogen Turbine | bar: 2026-27 to 2050-51
QLD1 | Wind | 32.94% | 40.04% | 34.96% | 32.89% | 34.16% | 34.78% | 36.18% | 33.43% | 34.8% | 36.22% | 38.55% | 32.55% | 32.03% | 33.03% | 31.96% | 32.75% | 31.15% | 31.16% | 30.15% | 32.28% | 28.05% | 27.59% | 28.39% | 27.87% | 30.03%
QLD1 | Solar PV | 26.27% | 24.99% | 22.56% | 26.18% | 26.27% | 27.66% | 27.08% | 26.34% | 26.34% | 27.94% | 27.61% | 22.97% | 23.97% | 23.63% | 23.51% | 23.77% | 23.26% | 22.16% | 21.97% | 22.1% | 21% | 20.79% | 19.04% | 20.16% | 21.75%
QLD1 | Grid Battery | 17.08% | 17.23% | 14.48% | 12.46% | 13.27% | 13.46% | 13.65% | 13.28% | 12.29% | 11.95% | 11.76% | 11.46% | 11.92% | 12.04% | 11.7% | 12.54% | 12.43% | 12.22% | 11.75% | 12.14% | 14.64% | 14.21% | 13.54% | 16.65% | 19.13%
QLD1 | PHES | 15.26% | 17.09% | 14.83% | 13.71% | 14.81% | 14.29% | 16.39% | 15.01% | 12.89% | 20.63% | 19.74% | 20.72% | 21.03% | 20.32% | 20.05% | 18.07% | 18.14% | 17.38% | 17.01% | 15.43% | 17.99% | 16.21% | 12.67% | 15.38% | 17.74%
QLD1 | VPP | 13% | 14.54% | 11.43% | 7.175% | 8.919% | 9.631% | 10.17% | 10.07% | 9.414% | 9.347% | 9.335% | 9.42% | 9.973% | 10.26% | 10.36% | 10.42% | 10.22% | 10.16% | 10.41% | 10.19% | 10.17% | 10.47% | 10.2% | 10.39% | 10.65%
Region | Technology | 2026-27 | 2027-28 | 2028-29 | 2029-30 | 2030-31 | 2031-32 | 2032-33 | 2033-34 | 2034-35 | 2035-36 | 2036-37 | 2037-38 | 2038-39 | 2039-40 | 2040-41 | 2041-42 | 2042-43 | 2043-44 | 2044-45 | 2045-46 | 2046-47 | 2047-48 | 2048-49 | 2049-50 | 2050-51
VIC1 | Black Coal | bar: 2026-27 to 2050-51
VIC1 | Brown Coal | 59.61% | 59.93% | 64.43% | 54.48% | 66.51% | - | - | - | - | - | - | - | - | - | - | - | - | - | - | - | - | - | - | - | -
VIC1 | CCGT | bar: 2026-27 to 2050-51
VIC1 | Gas - Steam | 0.07334% | 1.035e-08% | 1.905% | 3.43% | 4.931% | 2.55% | 4.191% | 1.742% | 6.038% | 2.749% | 2.724% | 5.889% | 4.893% | - | - | - | - | - | - | - | - | - | - | - | -
VIC1 | OCGT / Diesel | 0.03999% | 0.001931% | 1.5% | 2.907% | 3.443% | 1.555% | 4.4% | 1.615% | 3.994% | 2.313% | 2.266% | 5.683% | 4.632% | 9.697% | 9.728% | 10.02% | 3.617% | 9.003% | 5.982% | 6.654% | 9.886% | 7.928% | 14.66% | 13.6% | 16.8%
VIC1 | Hydro | 16.32% | 13.73% | 20.52% | 17.17% | 14.78% | 14.84% | 13.53% | 16.56% | 17.06% | 16.2% | 13.59% | 20.42% | 17.11% | 14.77% | 14.79% | 13.48% | 16.47% | 17.04% | 16.14% | 13.61% | 20.39% | 17.09% | 14.78% | 14.78% | 13.44%
VIC1 | Hydrogen Turbine | bar: 2026-27 to 2050-51
VIC1 | Wind | 32.16% | 33.82% | 31.65% | 35.37% | 34.03% | 37.31% | 33.74% | 34.75% | 33.38% | 35.61% | 34.91% | 31.12% | 31.9% | 30.23% | 32.9% | 29.97% | 30.81% | 30.69% | 31.83% | 32.64% | 30.49% | 31.13% | 29.81% | 32.68% | 30.28%
VIC1 | Solar PV | 30.54% | 24.35% | 21.24% | 23.92% | 24.26% | 24.35% | 24.74% | 24.48% | 21.45% | 22.78% | 23.09% | 21.73% | 22.26% | 21.74% | 22.03% | 22.38% | 22.14% | 21.81% | 23.08% | 23.4% | 21.65% | 22.21% | 22.03% | 22.04% | 22.12%
VIC1 | Grid Battery | 16.7% | 17.11% | 12.86% | 8.075% | 8.975% | 8.693% | 9.175% | 8.672% | 7.742% | 7.631% | 7.683% | 7.501% | 7.286% | 7.312% | 6.724% | 6.945% | 6.683% | 6.299% | 6.071% | 6.395% | 6.384% | 5.67% | 5.908% | 7.405% | 7.604%
VIC1 | PHES | bar: 2026-27 to 2050-51
VIC1 | VPP | 13.23% | 12.79% | 10.02% | 5.314% | 6.721% | 7.224% | 7.815% | 7.416% | 7.766% | 7.784% | 8.181% | 8.158% | 8.057% | 8.991% | 8.638% | 9.186% | 8.335% | 8.123% | 8.319% | 8.656% | 8.356% | 7.894% | 8.429% | 8.294% | 9.359%
Region | Technology | 2026-27 | 2027-28 | 2028-29 | 2029-30 | 2030-31 | 2031-32 | 2032-33 | 2033-34 | 2034-35 | 2035-36 | 2036-37 | 2037-38 | 2038-39 | 2039-40 | 2040-41 | 2041-42 | 2042-43 | 2043-44 | 2044-45 | 2045-46 | 2046-47 | 2047-48 | 2048-49 | 2049-50 | 2050-51
SA1 | Black Coal | bar: 2026-27 to 2050-51
SA1 | Brown Coal | bar: 2026-27 to 2050-51
SA1 | CCGT | 20.29% | 12.37% | 36.19% | 33.59% | 38.19% | 33.31% | 36.13% | 39.24% | 35.6% | 26% | 27.2% | - | - | - | - | - | - | - | - | - | - | - | - | - | -
SA1 | Gas - Steam | bar: 2026-27 to 2050-51
SA1 | OCGT / Diesel | 7.853% | 0.1854% | 4.536% | 7.664% | 8.885% | 7.978% | 12.52% | 10.1% | 11.51% | 7.245% | 7.885% | 9.971% | 12.94% | 14.3% | 13.02% | 12.99% | 11.1% | 15.23% | 5.369% | 5.698% | 9.064% | 9.859% | 10.33% | 10.67% | 13.18%
SA1 | Hydro | bar: 2026-27 to 2050-51
SA1 | Hydrogen Turbine | bar: 2026-27 to 2050-51
SA1 | Wind | 36.16% | 36% | 35.13% | 35.47% | 35.49% | 37.77% | 35% | 35.84% | 33.94% | 39.35% | 39.64% | 34.46% | 35.63% | 35.27% | 37.58% | 34.13% | 35.48% | 32.93% | 36.06% | 36.67% | 33.27% | 33.76% | 33.21% | 35.07% | 32.61%
SA1 | Solar PV | 23.62% | 21.18% | 20.52% | 22.32% | 21.7% | 21.87% | 21.69% | 21.46% | 21.7% | 22.63% | 23.73% | 22.12% | 22.42% | 22.09% | 22.69% | 20.27% | 20.23% | 17.42% | 17.32% | 18.58% | 17.72% | 16.72% | 16.17% | 16.72% | 16.75%
SA1 | Grid Battery | 11.01% | 14.91% | 12.47% | 9.811% | 10.61% | 10.45% | 10.74% | 10.2% | 9.907% | 9.424% | 9.321% | 9.086% | 9.143% | 9.328% | 8.363% | 9.047% | 8.383% | 8.956% | 8.641% | 9.295% | 9.634% | 8.748% | 8.945% | 8.3% | 9.781%
SA1 | PHES | bar: 2026-27 to 2050-51
SA1 | VPP | 10.21% | 13.8% | 11.19% | 6.965% | 8.135% | 8.238% | 8.721% | 8.156% | 8.389% | 7.969% | 8.053% | 8.014% | 8.161% | 8.879% | 8.159% | 8.885% | 8.013% | 8.718% | 8.269% | 8.674% | 8.781% | 8.496% | 9.036% | 8.702% | 9.436%
Region | Technology | 2026-27 | 2027-28 | 2028-29 | 2029-30 | 2030-31 | 2031-32 | 2032-33 | 2033-34 | 2034-35 | 2035-36 | 2036-37 | 2037-38 | 2038-39 | 2039-40 | 2040-41 | 2041-42 | 2042-43 | 2043-44 | 2044-45 | 2045-46 | 2046-47 | 2047-48 | 2048-49 | 2049-50 | 2050-51
TAS1 | Black Coal | bar: 2026-27 to 2050-51
TAS1 | Brown Coal | bar: 2026-27 to 2050-51
TAS1 | CCGT | 0% | 6.275e-08% | 6.288e-08% | 5.724e-08% | 1.081e-07% | 1.104e-07% | 1.328e-07% | 1.3e-07% | 1.246e-07% | 1.232e-07% | 1.233e-07% | 1.247e-07% | 1.259e-07% | 1.306e-07% | 1.396e-07% | 1.48e-07% | 1.483e-07% | 1.642e-07% | 1.635e-07% | 1.632e-07% | 1.754e-07% | 1.773e-07% | 2.081e-07% | 2.07e-07% | -
TAS1 | Gas - Steam | bar: 2026-27 to 2050-51
TAS1 | OCGT / Diesel | 5.846e-08% | 9.892e-08% | 1.008e-07% | 0.06423% | 0.1053% | 0.1386% | 0.5577% | 0.00311% | 0.3586% | 0.6055% | 0.3886% | 0.9045% | 0.6012% | 0.7388% | 0.5324% | 1.431% | 0.04643% | 1.265% | 0.956% | 0.6567% | 0.6665% | 0.7479% | 1.919% | 1.023% | -
TAS1 | Hydro | 47.48% | 35.95% | 37.99% | 45.96% | 39.99% | 37.12% | 35.91% | 36.85% | 39.91% | 35.11% | 34.5% | 39.39% | 35.42% | 32.67% | 31.37% | 30.61% | 33.22% | 32.69% | 28.2% | 28.9% | 34.77% | 28.99% | 29.56% | 28.94% | 31.98%
TAS1 | Hydrogen Turbine | bar: 2026-27 to 2050-51
TAS1 | Wind | 35.43% | 37.77% | 35.67% | 35.23% | 36.78% | 40.12% | 37.19% | 37.45% | 37.25% | 36.81% | 37.09% | 34.53% | 34.16% | 30.41% | 32.32% | 30.31% | 31.6% | 32.26% | 33.05% | 33.85% | 32.74% | 32.95% | 30.34% | 32.76% | 32.65%
TAS1 | Solar PV | - | - | 20.14% | 20.19% | 20.73% | 20.45% | 21.31% | 20.95% | 20.64% | 20.96% | 20.91% | 20.46% | 20.18% | 20.65% | 20.18% | 20.99% | 20.6% | 20.32% | 21.07% | 20.86% | 20.15% | 19.97% | 20.36% | 19.98% | 20.6%
TAS1 | Grid Battery | bar: 2026-27 to 2050-51
TAS1 | PHES | bar: 2026-27 to 2050-51
TAS1 | VPP | 2.284% | 7.284% | 6.666% | 4.196% | 5.25% | 5.427% | 5.812% | 5.724% | 6.34% | 6.797% | 6.297% | 7.572% | 7.072% | 7.937% | 6.983% | 7.786% | 7.014% | 7.483% | 7.636% | 7.495% | 7.885% | 7.048% | 7.66% | 7.417% | 8.353%
Explicitly modelled pumping
Region | Technology | 2026-27 | 2027-28 | 2028-29 | 2029-30 | 2030-31 | 2031-32 | 2032-33 | 2033-34 | 2034-35 | 2035-36 | 2036-37 | 2037-38 | 2038-39 | 2039-40 | 2040-41 | 2041-42 | 2042-43 | 2043-44 | 2044-45 | 2045-46 | 2046-47 | 2047-48 | 2048-49 | 2049-50 | 2050-51
NEM | Grid Battery Pump | 19.43% | 19.87% | 16.66% | 13.38% | 14.38% | 14.24% | 14.63% | 14.49% | 13.44% | 13.43% | 13.3% | 12.84% | 12.72% | 12.7% | 12.1% | 12.55% | 12.2% | 11.87% | 11.5% | 11.9% | 13% | 12.11% | 12.23% | 14.76% | 16.52%
NEM | PHES Pump | 23.55% | 26.72% | 34.72% | 25.36% | 29.54% | 29.69% | 31.99% | 29.82% | 29.87% | 30.61% | 28.93% | 29.18% | 28.29% | 28.67% | 28.39% | 27.55% | 26.7% | 26.08% | 28.34% | 26.1% | 27.73% | 24.31% | 23.14% | 23.85% | 27.33%
NEM | VPP Pump | 14.32% | 15.69% | 12.6% | 7.788% | 9.438% | 10.02% | 10.57% | 10.3% | 10.33% | 10.45% | 10.64% | 10.62% | 10.82% | 11.65% | 11.46% | 11.72% | 11.16% | 11.01% | 11.38% | 11.51% | 11.35% | 11.14% | 11.47% | 11.38% | 12.04%
Region | Technology | 2026-27 | 2027-28 | 2028-29 | 2029-30 | 2030-31 | 2031-32 | 2032-33 | 2033-34 | 2034-35 | 2035-36 | 2036-37 | 2037-38 | 2038-39 | 2039-40 | 2040-41 | 2041-42 | 2042-43 | 2043-44 | 2044-45 | 2045-46 | 2046-47 | 2047-48 | 2048-49 | 2049-50 | 2050-51
NSW1 | Grid Battery Pump | 22.38% | 21.07% | 19.68% | 19.47% | 20.41% | 20.01% | 20.27% | 20.69% | 20.19% | 20.98% | 20.67% | 19.58% | 19.04% | 18.79% | 18.28% | 17.99% | 17.42% | 16.74% | 16.19% | 16.59% | 16.72% | 15.53% | 15.93% | 16.33% | 16.87%
NSW1 | PHES Pump | 23.12% | 26.41% | 44.35% | 26.11% | 30.75% | 31.09% | 33.19% | 31.02% | 31.73% | 32.28% | 30.2% | 29.61% | 28.06% | 29.24% | 28.82% | 29.65% | 28.06% | 27.77% | 31.95% | 29.61% | 30.06% | 25.88% | 27.19% | 25.83% | 29.7%
NSW1 | VPP Pump | 14.73% | 14.8% | 12.11% | 8.103% | 9.651% | 10.27% | 10.61% | 10.56% | 10.68% | 11.22% | 11.39% | 11.22% | 11.41% | 12.32% | 12.31% | 12.22% | 11.88% | 11.49% | 12.27% | 12.32% | 12.2% | 11.87% | 12.4% | 12.16% | 12.53%
Region | Technology | 2026-27 | 2027-28 | 2028-29 | 2029-30 | 2030-31 | 2031-32 | 2032-33 | 2033-34 | 2034-35 | 2035-36 | 2036-37 | 2037-38 | 2038-39 | 2039-40 | 2040-41 | 2041-42 | 2042-43 | 2043-44 | 2044-45 | 2045-46 | 2046-47 | 2047-48 | 2048-49 | 2049-50 | 2050-51
QLD1 | Grid Battery Pump | 19.75% | 20.02% | 16.87% | 14.64% | 15.61% | 15.84% | 16.04% | 15.63% | 14.45% | 14.08% | 13.84% | 13.53% | 14% | 14.17% | 13.79% | 14.83% | 14.7% | 14.44% | 13.89% | 14.37% | 17.44% | 16.86% | 16.21% | 19.99% | 22.91%
QLD1 | PHES Pump | 24.05% | 27.08% | 23.49% | 21.55% | 23.39% | 22.54% | 25.88% | 23.69% | 20.35% | 28.36% | 27.22% | 28.61% | 28.61% | 27.89% | 27.81% | 24.7% | 24.87% | 23.78% | 23.44% | 21.34% | 24.58% | 22.18% | 17.65% | 21.15% | 24.13%
QLD1 | VPP Pump | 15.58% | 17.43% | 13.73% | 8.59% | 10.69% | 11.55% | 12.19% | 12.07% | 11.29% | 11.21% | 11.19% | 11.33% | 11.93% | 12.31% | 12.42% | 12.5% | 12.26% | 12.17% | 12.48% | 12.22% | 12.2% | 12.55% | 12.23% | 12.46% | 12.77%
Region | Technology | 2026-27 | 2027-28 | 2028-29 | 2029-30 | 2030-31 | 2031-32 | 2032-33 | 2033-34 | 2034-35 | 2035-36 | 2036-37 | 2037-38 | 2038-39 | 2039-40 | 2040-41 | 2041-42 | 2042-43 | 2043-44 | 2044-45 | 2045-46 | 2046-47 | 2047-48 | 2048-49 | 2049-50 | 2050-51
VIC1 | Grid Battery Pump | 19.02% | 19.57% | 14.76% | 9.382% | 10.44% | 10.11% | 10.69% | 10.07% | 9.033% | 8.874% | 8.955% | 8.744% | 8.516% | 8.477% | 7.842% | 8.039% | 7.803% | 7.307% | 7.068% | 7.478% | 7.408% | 6.616% | 6.833% | 8.532% | 8.715%
VIC1 | PHES Pump | bar: 2026-27 to 2050-51
VIC1 | VPP Pump | 15.85% | 15.36% | 12% | 6.372% | 8.059% | 8.662% | 9.38% | 8.885% | 9.327% | 9.32% | 9.809% | 9.782% | 9.666% | 10.78% | 10.39% | 10.98% | 10.03% | 9.706% | 9.975% | 10.42% | 9.985% | 9.504% | 10.07% | 9.966% | 11.2%
Region | Technology | 2026-27 | 2027-28 | 2028-29 | 2029-30 | 2030-31 | 2031-32 | 2032-33 | 2033-34 | 2034-35 | 2035-36 | 2036-37 | 2037-38 | 2038-39 | 2039-40 | 2040-41 | 2041-42 | 2042-43 | 2043-44 | 2044-45 | 2045-46 | 2046-47 | 2047-48 | 2048-49 | 2049-50 | 2050-51
SA1 | Grid Battery Pump | 13.01% | 17.64% | 14.72% | 11.6% | 12.51% | 12.33% | 12.7% | 12.03% | 11.7% | 11.13% | 11% | 10.73% | 10.82% | 10.99% | 9.902% | 10.66% | 9.927% | 10.55% | 10.22% | 11.03% | 11.36% | 10.38% | 10.54% | 9.863% | 11.6%
SA1 | PHES Pump | bar: 2026-27 to 2050-51
SA1 | VPP Pump | 12.23% | 16.56% | 13.41% | 8.372% | 9.739% | 9.876% | 10.48% | 9.76% | 10.06% | 9.555% | 9.656% | 9.609% | 9.813% | 10.62% | 9.812% | 10.63% | 9.63% | 10.43% | 9.915% | 10.43% | 10.5% | 10.22% | 10.81% | 10.45% | 11.3%
Region | Technology | 2026-27 | 2027-28 | 2028-29 | 2029-30 | 2030-31 | 2031-32 | 2032-33 | 2033-34 | 2034-35 | 2035-36 | 2036-37 | 2037-38 | 2038-39 | 2039-40 | 2040-41 | 2041-42 | 2042-43 | 2043-44 | 2044-45 | 2045-46 | 2046-47 | 2047-48 | 2048-49 | 2049-50 | 2050-51
TAS1 | Grid Battery Pump | bar: 2026-27 to 2050-51
TAS1 | PHES Pump | bar: 2026-27 to 2050-51
TAS1 | VPP Pump | 2.726% | 8.754% | 7.979% | 5.032% | 6.295% | 6.508% | 6.969% | 6.864% | 7.629% | 8.128% | 7.581% | 9.054% | 8.48% | 9.517% | 8.408% | 9.333% | 8.422% | 8.977% | 9.124% | 9.023% | 9.421% | 8.489% | 9.151% | 8.931% | 9.98%

## ML1_Generation
Annual sent-out generation by technology (GWh) - ML1, Step Change Scenario
Non-scheduled generation including Distributed PV is not shown.
Region | Technology | 2026-27 | 2027-28 | 2028-29 | 2029-30 | 2030-31 | 2031-32 | 2032-33 | 2033-34 | 2034-35 | 2035-36 | 2036-37 | 2037-38 | 2038-39 | 2039-40 | 2040-41 | 2041-42 | 2042-43 | 2043-44 | 2044-45 | 2045-46 | 2046-47 | 2047-48 | 2048-49 | 2049-50 | 2050-51
NEM | Black Coal | 65999.6655 | 59502.3063 | 56146.7741 | 24569.1738 | 24762.0673 | 23511.6071 | 22879.7097 | 22266.6299 | 17410.824 | 15693.0165 | 13170.78 | 11954.606 | 9910.587 | 9998.7177 | 423.5707 | 0.00069953 | 0.00012605 | 0.00010247 | 8.7992e-05 | 6.3936e-05 | 6.383e-05 | 6.1414e-05 | 5.7085e-05 | 5.8996e-05 | 7.7486e-05
NEM | Brown Coal | 25246.8656 | 22445.0155 | 15945.188 | 2768.1938 | 1131.619 | 5.7167e-05 | 5.6067e-05 | 5.466e-05 | 3.1238e-05 | 1.1286e-05 | 1.0225e-05 | 1.0104e-05 | 1.0281e-05 | 1.0356e-05 | 9.643e-06 | 9.242e-06 | 8.8823e-06 | 8.9063e-06 | 8.4312e-06 | 7.0993e-06 | 7.0798e-06 | 0 | 0 | 0 | 0
NEM | CCGT | 5132.9159 | 3216.3605 | 7621.5492 | 8643.2589 | 8691.1149 | 7628.0252 | 8966.3331 | 9315.5971 | 8831.3334 | 7861.3513 | 7429.1726 | 7430.4156 | 7071.4647 | 6449.6695 | 6878.6742 | 5810.0292 | 6438.6872 | 5199.959 | 4738.3085 | 3162.3001 | 2745.7432 | 2409.21 | 2646.8827 | 2492.0731 | 1650.7785
NEM | Gas - Steam | 206.869 | 182.263 | 285.9102 | 351.2634 | 417.6275 | 303.0003 | 376.9448 | 274.1884 | 452.8125 | 293.8185 | 305.1047 | 445.5081 | 386.4082 | 164.5996 | 166.1777 | 160.8199 | 174.8184 | 160.0788 | 150.329 | 152.0445 | 164.386 | 146.908 | 146.1568 | 145.5852 | 0
NEM | OCGT / Diesel | 2474.6984 | 1536.1089 | 3008.791 | 4615.5854 | 5163.4364 | 4159.2498 | 4951.7314 | 3753.4883 | 5906.4487 | 3663.4194 | 4649.981 | 7345.9872 | 9342.1259 | 10511.3526 | 11986.4574 | 11338.2697 | 8437.1556 | 14753.798 | 9949.1095 | 11169.8865 | 13557.3582 | 13744.7642 | 15277.5822 | 14484.761 | 18438.14
NEM | Hydro | 17074.1733 | 13645.3273 | 16644.998 | 17024.9941 | 15922.3229 | 15187.2371 | 14680.828 | 15893.7829 | 16850.2714 | 15209.5905 | 13988.7206 | 17382.5121 | 14986.6258 | 13390.5198 | 13050.9625 | 12216.6596 | 13951.8888 | 14001.4261 | 12551.4925 | 11602.8421 | 15902.3711 | 12932.2396 | 12258.0124 | 12137.2436 | 12461.0306
NEM | Hydrogen Turbine | 0 | 0 | 0 | 0 | 0 | 0 | 0 | 0 | 0 | 0 | 0 | 0 | 0 | 0 | 0 | 0 | 0 | 0 | 0 | 0 | 0 | 0 | 0 | 0 | 0
NEM | Wind | 41171.9951 | 50683.1973 | 53549.8053 | 78654.9913 | 81403.1355 | 87420.786 | 88443.5443 | 92002.6548 | 99733.0599 | 106364.6289 | 115442.5865 | 117871.587 | 118916.026 | 120130.3953 | 125652.6218 | 131381.5045 | 137840.5774 | 135205.0516 | 141354.4083 | 144789.8913 | 141211.8226 | 140355.1682 | 136706.6087 | 137886.8931 | 136189.8978
NEM | Solar PV | 28044.6227 | 37434.3005 | 37979.4802 | 54369.4106 | 55083.6599 | 56089.2452 | 56831.8441 | 56515.7158 | 58107.2411 | 62827.824 | 62855.7515 | 63941.3885 | 65393.4849 | 65771.0408 | 70977.7236 | 71464.2702 | 71856.469 | 77580.9438 | 79872.8853 | 80318.8281 | 84194.5751 | 83423.0878 | 82071.192 | 81337.0361 | 83501.0523
NEM | Grid Battery | 12174.937 | 18893.0506 | 17800.6767 | 21813.0406 | 23381.8812 | 23378.2124 | 24012.0979 | 24354.1066 | 23520.6452 | 23541.7878 | 23241.1607 | 22393.8646 | 22147.4664 | 22163.5948 | 20969.9282 | 22274.5892 | 21522.5917 | 20556.0682 | 19328.8355 | 19352.1599 | 21346.4504 | 19409.4315 | 20168.5753 | 15793.8411 | 17354.035
NEM | PHES | 1411.7903 | 1579.8228 | 2544.9125 | 6841.3221 | 7539.9263 | 7666.5982 | 8318.7686 | 7624.7632 | 7820.7738 | 12154.3685 | 11230.9469 | 11616.6755 | 11374.8907 | 11775.5507 | 11289.044 | 11355.1143 | 10514.1533 | 10818.5091 | 11440.4594 | 10419.854 | 11260.6132 | 9892.7722 | 9521.7893 | 9770.7914 | 11096.649
NEM | VPP | 587.2903 | 867.6772 | 920.09 | 762.5806 | 1157.3379 | 1512.1968 | 1941.592 | 2279.5566 | 2694.0656 | 3210.514 | 3853.7829 | 4500.4584 | 5361.0505 | 6661.0484 | 7470.4964 | 8706.6715 | 9338.7269 | 10368.0933 | 11946.8215 | 13354.0999 | 14571.4935 | 15615.1382 | 17619.1183 | 18950.1839 | 20918.6551
NEM | USE / DSP | 266.6872 | 2.1591e-06 | 2.7241e-06 | 2584.932 | 2459.886 | 2436.1403 | 2252.3228 | 2065.2984 | 2338.1693 | 2627.8224 | 2757.7401 | 2681.863 | 2531.7915 | 2511.7063 | 2507.7087 | 2530.2581 | 2512.8457 | 2662.366 | 2632.6565 | 2638.9491 | 2747.0084 | 2823.2972 | 2853.8273 | 2858.5108 | 2599.0724
Total |  | 199792.5104 | 209985.4298 | 212448.1751 | 222998.7468 | 227114.0148 | 229292.2985 | 233655.7166 | 236345.782 | 243665.6449 | 253448.1419 | 258925.7275 | 267564.866 | 267421.9217 | 269528.1955 | 271373.3653 | 277238.1867 | 282587.9141 | 291306.294 | 293965.3062 | 296960.8556 | 307701.8218 | 300752.017 | 299269.745 | 295856.9194 | 304209.3109
Region | Technology | 2026-27 | 2027-28 | 2028-29 | 2029-30 | 2030-31 | 2031-32 | 2032-33 | 2033-34 | 2034-35 | 2035-36 | 2036-37 | 2037-38 | 2038-39 | 2039-40 | 2040-41 | 2041-42 | 2042-43 | 2043-44 | 2044-45 | 2045-46 | 2046-47 | 2047-48 | 2048-49 | 2049-50 | 2050-51
NSW1 | Black Coal | 29949.0651 | 25934.8991 | 23326.2736 | 7565.4817 | 7876.3882 | 8054.014 | 7489.5779 | 5721.8059 | 5204.7454 | 4829.2445 | 4077.5036 | 4821.8296 | 3174.5811 | 2897.9358 | 0 | 0 | 0 | 0 | 0 | 0 | 0 | 0 | 0 | 0 | 0
NSW1 | Brown Coal | 0 | 0 | 0 | 0 | 0 | 0 | 0 | 0 | 0 | 0 | 0 | 0 | 0 | 0 | 0 | 0 | 0 | 0 | 0 | 0 | 0 | 0 | 0 | 0 | 0
NSW1 | CCGT | 2682.1979 | 1647.6497 | 2845.2967 | 3209.4034 | 2824.3171 | 2326.7599 | 3068.38 | 3252.2411 | 2729.7545 | 2903.2722 | 2862.1772 | 3058.6973 | 3009.6025 | 2901.8674 | 3207.149 | 2757.634 | 2835.7182 | 1663.3636 | 1658.1906 | 1592.5394 | 1738.1742 | 1442.0557 | 1666.0914 | 1592.086 | 1650.7784
NSW1 | Gas - Steam | 0 | 0 | 0 | 0 | 0 | 0 | 0 | 0 | 0 | 0 | 0 | 0 | 0 | 0 | 0 | 0 | 0 | 0 | 0 | 0 | 0 | 0 | 0 | 0 | 0
NSW1 | OCGT / Diesel | 1463.2722 | 1512.0604 | 2097.5583 | 2829.3639 | 2984.7615 | 2637.1971 | 2804.4376 | 2319.7057 | 3323.9728 | 2123.3685 | 2657.5042 | 3677.8687 | 5026.1246 | 5078.6577 | 6177.9503 | 4665.0349 | 3778.9918 | 7596.4864 | 5181.0307 | 5930.4525 | 7143.4845 | 8739.6725 | 8015.9681 | 8829.6936 | 10857.4439
NSW1 | Hydro | 3109.1649 | 2636.1373 | 3841.5683 | 3214.4481 | 2659.1592 | 2610.9537 | 2674.2321 | 3027.5226 | 3164.8532 | 2833.9764 | 2295.3659 | 3607.6021 | 2845.3069 | 2411.695 | 2354.741 | 2020.607 | 2663.7214 | 2727.4968 | 2539.0358 | 1927.9635 | 3458.8612 | 2539.3132 | 2189.1098 | 2218.3601 | 2075.5632
NSW1 | Hydrogen Turbine | 0 | 0 | 0 | 0 | 0 | 0 | 0 | 0 | 0 | 0 | 0 | 0 | 0 | 0 | 0 | 0 | 0 | 0 | 0 | 0 | 0 | 0 | 0 | 0 | 0
NSW1 | Wind | 8303.4824 | 11930.8256 | 13511.6647 | 18745.3914 | 20816.5772 | 20978.1723 | 21440.319 | 21401.9509 | 21057.6018 | 22432.8864 | 22641.4351 | 26463.6085 | 24519.1233 | 26047.9935 | 26756.4126 | 30502.9015 | 34874.605 | 32134.0965 | 34342.4357 | 35360.0254 | 34909.1724 | 32955.6055 | 32243.3341 | 31769.0873 | 33094.5112
NSW1 | Solar PV | 12026.2232 | 14583.2047 | 15089.6117 | 24413.927 | 25002.6881 | 25076.4989 | 26030.3339 | 26341.9889 | 25852.6887 | 28677.6784 | 28475.7549 | 25500.5747 | 25632.3476 | 26664.1262 | 27606.9034 | 27044.5325 | 26743.6213 | 29214.4044 | 31484.9191 | 31375.8567 | 30778.0501 | 30674.8865 | 31527.053 | 30105.1401 | 29979.3182
NSW1 | Grid Battery | 4449.9381 | 6260.912 | 5974.7926 | 7652.9098 | 8008.0159 | 8157.625 | 8277.4426 | 9325.776 | 9081.4233 | 9453.9272 | 9220.1807 | 8720.496 | 8524.335 | 8426.3194 | 8075.8098 | 8004.8194 | 7707.1818 | 7373.2663 | 7126.2973 | 7237.2909 | 6657.2288 | 6043.6031 | 6125.499 | 4979.7858 | 5131.9707
NSW1 | PHES | 315.9156 | 352.3886 | 1479.4357 | 5856.5043 | 6476.2069 | 6640.107 | 7141.2916 | 6546.5733 | 6895.0587 | 7061.2894 | 6359.0976 | 6501.3112 | 6182.6759 | 6759.2274 | 6339.5692 | 6893.6097 | 6036.5088 | 6528.8626 | 7242.4878 | 6610.0768 | 6818.8416 | 5891.6032 | 6393.07 | 5973.9874 | 6717.4652
NSW1 | VPP | 229.1677 | 310.3994 | 335.2894 | 302.4312 | 444.2371 | 574.8906 | 718.927 | 851.1567 | 994.8162 | 1214.2426 | 1443.4456 | 1651.415 | 1960.2132 | 2435.0752 | 2770.5684 | 3136.7941 | 3435.7644 | 3723.9304 | 4433.6622 | 4911.2133 | 5381.7315 | 5701.6956 | 6519.5535 | 6934.7222 | 7428.1009
NSW1 | USE / DSP | 4.8174e-07 | 5.0795e-07 | 6.2785e-07 | 1662.4109 | 1714.2442 | 1667.5544 | 1473.8385 | 1276.699 | 1535.8295 | 1789.9237 | 1919.2911 | 1784.7161 | 1637.43 | 1547.3468 | 1536.2656 | 1537.6019 | 1535.8429 | 1551.228 | 1539.884 | 1537.5843 | 1539.8236 | 1552.1817 | 1539.7228 | 1538.521 | 1535.8957
Total |  | 62528.4271 | 65168.4769 | 68501.4911 | 75452.2718 | 78806.5955 | 78723.7731 | 81118.7803 | 80065.42 | 79840.7441 | 83319.8092 | 81951.756 | 85788.1192 | 82511.7402 | 85170.2445 | 84825.3693 | 86563.5349 | 89611.9557 | 92513.135 | 95547.9432 | 96483.0029 | 98425.3681 | 95540.617 | 96219.4018 | 93941.3837 | 98471.0475
Region | Technology | 2026-27 | 2027-28 | 2028-29 | 2029-30 | 2030-31 | 2031-32 | 2032-33 | 2033-34 | 2034-35 | 2035-36 | 2036-37 | 2037-38 | 2038-39 | 2039-40 | 2040-41 | 2041-42 | 2042-43 | 2043-44 | 2044-45 | 2045-46 | 2046-47 | 2047-48 | 2048-49 | 2049-50 | 2050-51
QLD1 | Black Coal | 36050.6004 | 33567.4072 | 32820.5005 | 17003.6921 | 16885.6791 | 15457.5931 | 15390.1317 | 16544.824 | 12206.0786 | 10863.772 | 9093.2764 | 7132.7764 | 6736.0059 | 7100.7819 | 423.5707 | 0.00069953 | 0.00012605 | 0.00010247 | 8.7992e-05 | 6.3936e-05 | 6.383e-05 | 6.1414e-05 | 5.7085e-05 | 5.8996e-05 | 7.7486e-05
QLD1 | Brown Coal | 0 | 0 | 0 | 0 | 0 | 0 | 0 | 0 | 0 | 0 | 0 | 0 | 0 | 0 | 0 | 0 | 0 | 0 | 0 | 0 | 0 | 0 | 0 | 0 | 0
QLD1 | CCGT | 1190.4256 | 800.2829 | 3099.3838 | 3877.1311 | 4096.8688 | 3757.8493 | 4223.4676 | 4244.9407 | 4451.8305 | 3753.1099 | 3306.6562 | 4371.7183 | 4061.8622 | 3547.8021 | 3671.5252 | 3052.3952 | 3602.969 | 3536.5953 | 3080.1179 | 1569.7607 | 1007.569 | 967.1543 | 980.7913 | 899.987 | 5.1666e-05
QLD1 | Gas - Steam | 203.6568 | 182.263 | 202.4859 | 201.0145 | 201.6294 | 191.3117 | 193.3855 | 197.8858 | 188.341 | 173.4204 | 185.8034 | 187.5595 | 172.0987 | 164.5996 | 166.1777 | 160.8199 | 174.8184 | 160.0788 | 150.329 | 152.0445 | 164.386 | 146.908 | 146.1568 | 145.5852 | 0
QLD1 | OCGT / Diesel | 2.932e-06 | 4.1022e-06 | 135.3744 | 412.3406 | 764.7458 | 507.5606 | 527.3234 | 479.6669 | 1164.0372 | 668.3249 | 1092.0114 | 1874.6062 | 2508.8935 | 2954.8224 | 3427.6546 | 2683.1113 | 2786.6922 | 3063.5014 | 2408.1592 | 2635.663 | 2627.051 | 2224.4583 | 2569.4491 | 1243.2205 | 802.1483
QLD1 | Hydro | 686.9179 | 681.6465 | 690.1196 | 685.0553 | 683.0971 | 674.2393 | 658.5576 | 686.8608 | 667.4778 | 688.1748 | 673.4068 | 213.8305 | 197.8771 | 161.3335 | 189.2806 | 133.868 | 0.39346 | 2.7302e-08 | 2.8749e-08 | 2.7086e-08 | 2.7474e-08 | 2.6816e-08 | 0.56215 | 3.1735e-08 | 6.9302e-08
QLD1 | Hydrogen Turbine | 0 | 0 | 0 | 0 | 0 | 0 | 0 | 0 | 0 | 0 | 0 | 0 | 0 | 0 | 0 | 0 | 0 | 0 | 0 | 0 | 0 | 0 | 0 | 0 | 0
QLD1 | Wind | 7572.8691 | 9205.5827 | 9588.7901 | 16961.0408 | 17615.9714 | 17938.9355 | 20378.0777 | 20154.4851 | 22632.8058 | 23553.1156 | 29617.0302 | 27979.1294 | 27534.2663 | 28388.7742 | 28768.8257 | 36312.2066 | 35107.8799 | 36160.8922 | 36303.3304 | 38867.9928 | 36128.2078 | 35526.1012 | 36192.1511 | 34429.7608 | 37099.7421
QLD1 | Solar PV | 10933.0855 | 12934.8168 | 12801.4361 | 16877.7594 | 16932.8822 | 17829.6028 | 17458.0571 | 16978.5032 | 16981.9385 | 18014.2386 | 17927.3773 | 22862.2222 | 23859.2015 | 23520.5341 | 27557.5569 | 27857.5349 | 28697.8874 | 30328.754 | 30294.8712 | 30413.6713 | 36091.9782 | 35537.0045 | 33872.4497 | 35339.8321 | 37743.8287
QLD1 | Grid Battery | 3615.6623 | 4689.1294 | 4447.3401 | 6092.9772 | 6493.0683 | 6586.3187 | 6675.5949 | 6497.9811 | 6009.5996 | 5843.5769 | 5752.7236 | 5603.436 | 5727.8175 | 5785.0217 | 5622.2387 | 6828.3005 | 6716.809 | 6601.1629 | 6138.8303 | 5762.1596 | 8618.745 | 7996.5905 | 8512.4398 | 7225.4832 | 8759.3383
QLD1 | PHES | 1095.8747 | 1227.4342 | 1065.4768 | 984.8178 | 1063.7194 | 1026.4912 | 1177.477 | 1078.1899 | 925.7151 | 5093.0791 | 4871.8493 | 5115.3643 | 5192.2148 | 5016.3232 | 4949.4748 | 4461.5046 | 4477.6444 | 4289.6464 | 4197.9716 | 3809.7771 | 4441.7715 | 4001.1689 | 3128.7193 | 3796.8039 | 4379.1839
QLD1 | VPP | 96.7652 | 155.773 | 172.1628 | 162.9866 | 266.5654 | 367.4621 | 485.3989 | 595.1473 | 679.1216 | 814.847 | 974.4812 | 1164.4292 | 1453.216 | 1742.2213 | 2020.885 | 2317.3485 | 2578.5638 | 2887.8544 | 3314.2522 | 3605.6791 | 3967.3443 | 4486.352 | 4778.0036 | 5295.5905 | 5653.3827
QLD1 | USE / DSP | 4.6822e-07 | 4.9893e-07 | 6.009e-07 | 224.2455 | 159.7895 | 169.4927 | 176.5768 | 181.1829 | 187.6462 | 205.5206 | 208.2707 | 235.4351 | 234.8765 | 270.9626 | 289.2097 | 289.5181 | 300.1631 | 334.4545 | 347.1107 | 370.9246 | 420.5094 | 451.8866 | 486.9722 | 509.099 | 396.2815
Total |  | 61445.8573 | 63444.3357 | 65023.0701 | 63483.0608 | 65164.0163 | 64506.8569 | 67344.0483 | 67639.6677 | 66094.5921 | 69671.1799 | 73702.8864 | 76740.5072 | 77678.33 | 78653.1767 | 77086.3996 | 84096.6082 | 84443.8209 | 87362.9401 | 86234.9726 | 87187.6728 | 93467.5624 | 91337.6242 | 90667.6952 | 88885.3623 | 94833.9056
Region | Technology | 2026-27 | 2027-28 | 2028-29 | 2029-30 | 2030-31 | 2031-32 | 2032-33 | 2033-34 | 2034-35 | 2035-36 | 2036-37 | 2037-38 | 2038-39 | 2039-40 | 2040-41 | 2041-42 | 2042-43 | 2043-44 | 2044-45 | 2045-46 | 2046-47 | 2047-48 | 2048-49 | 2049-50 | 2050-51
VIC1 | Black Coal | 0 | 0 | 0 | 0 | 0 | 0 | 0 | 0 | 0 | 0 | 0 | 0 | 0 | 0 | 0 | 0 | 0 | 0 | 0 | 0 | 0 | 0 | 0 | 0 | 0
VIC1 | Brown Coal | 25246.8656 | 22445.0155 | 15945.188 | 2768.1938 | 1131.619 | 5.7167e-05 | 5.6067e-05 | 5.466e-05 | 3.1238e-05 | 1.1286e-05 | 1.0225e-05 | 1.0104e-05 | 1.0281e-05 | 1.0356e-05 | 9.643e-06 | 9.242e-06 | 8.8823e-06 | 8.9063e-06 | 8.4312e-06 | 7.0993e-06 | 7.0798e-06 | 0 | 0 | 0 | 0
VIC1 | CCGT | 0 | 0 | 0 | 0 | 0 | 0 | 0 | 0 | 0 | 0 | 0 | 0 | 0 | 0 | 0 | 0 | 0 | 0 | 0 | 0 | 0 | 0 | 0 | 0 | 0
VIC1 | Gas - Steam | 3.2123 | 4.5341e-07 | 83.4244 | 150.2488 | 215.9981 | 111.6886 | 183.5592 | 76.3027 | 264.4714 | 120.3981 | 119.3013 | 257.9486 | 214.3096 | 0 | 0 | 0 | 0 | 0 | 0 | 0 | 0 | 0 | 0 | 0 | 0
VIC1 | OCGT / Diesel | 6.6567 | 0.32145 | 249.6523 | 483.8317 | 573.1294 | 258.8665 | 732.3056 | 244.7846 | 605.2093 | 404.4836 | 396.2023 | 1058.8583 | 862.9496 | 1432.9286 | 1437.5779 | 3043.9036 | 1069.287 | 2972.927 | 1975.2144 | 2197.2668 | 3264.4245 | 2212.3355 | 4090.8228 | 3795.6357 | 5901.411
VIC1 | Hydro | 3258.2857 | 2740.0945 | 4095.8498 | 3427.3654 | 2950.8925 | 2962.3297 | 2700.676 | 3306.7872 | 3406.4699 | 3233.2309 | 2712.7883 | 4075.732 | 3414.9299 | 2949.6331 | 2953.2729 | 2691.0586 | 3288.7544 | 3401.7045 | 3222.4575 | 2716.2325 | 4070.8624 | 3411.9216 | 2950.2355 | 2951.1205 | 2683.3789
VIC1 | Hydrogen Turbine | 0 | 0 | 0 | 0 | 0 | 0 | 0 | 0 | 0 | 0 | 0 | 0 | 0 | 0 | 0 | 0 | 0 | 0 | 0 | 0 | 0 | 0 | 0 | 0 | 0
VIC1 | Wind | 14796.8215 | 16044.6286 | 16405.5024 | 26830.5452 | 26421.9801 | 30605.5369 | 29648.7754 | 33205.4332 | 38969.3095 | 42461.7844 | 44680.2589 | 42376.2041 | 45064.6635 | 45343.0512 | 48525.9684 | 44206.2437 | 46569.3442 | 47001.5751 | 48352.7785 | 48448.9717 | 48476.3427 | 49807.0573 | 47694.4475 | 50400.6221 | 46535.9664
VIC1 | Solar PV | 3637.9368 | 7603.4708 | 7734.8614 | 9465.8575 | 9602.1569 | 9635.044 | 9791.5832 | 9685.9279 | 11741.0046 | 12470.7585 | 12642.5573 | 11894.5722 | 12185.1869 | 11900.9957 | 12059.1652 | 12250.1811 | 12121.303 | 11940.4784 | 12412.9906 | 12521.8991 | 11585.6625 | 11881.5578 | 11483.8872 | 10720.0102 | 10578.2844
VIC1 | Grid Battery | 2999.5017 | 5626.4339 | 5440.3277 | 6158.3025 | 6845.0149 | 6629.3096 | 6997.3257 | 6571.686 | 6549.8033 | 6456.0649 | 6499.6282 | 6345.8619 | 6160.3929 | 6182.1934 | 5685.0499 | 5689.7043 | 5475.4297 | 5049.7782 | 4760.7454 | 4959.273 | 4676.7237 | 4103.7378 | 4276.3646 | 2830.5402 | 2507.0745
VIC1 | PHES | 0 | 0 | 0 | 0 | 0 | 0 | 0 | 0 | 0 | 0 | 0 | 0 | 0 | 0 | 0 | 0 | 0 | 0 | 0 | 0 | 0 | 0 | 0 | 0 | 0
VIC1 | VPP | 132.1912 | 179.5901 | 190.0672 | 147.4212 | 240.5733 | 325.7148 | 436.1974 | 506.3618 | 633.5244 | 756.8096 | 948.2053 | 1119.3086 | 1297.33 | 1682.9126 | 1856.4279 | 2249.167 | 2316.321 | 2543.3883 | 2918.3444 | 3377.754 | 3604.9251 | 3747.6579 | 4384.5745 | 4709.851 | 5564.35
VIC1 | USE / DSP | 4.4348e-07 | 4.8372e-07 | 6.3229e-07 | 593.4996 | 585.8523 | 599.0931 | 599.6006 | 607.4165 | 607.5262 | 621.568 | 620.3564 | 631.0232 | 623.9898 | 627.8748 | 617.4397 | 620.1411 | 613.8684 | 627.8843 | 637.6829 | 617.2811 | 614.1296 | 615.9025 | 603.9455 | 600.7077 | 597.0777
Total |  | 50081.4714 | 54639.5548 | 50144.8731 | 50025.2658 | 48567.2166 | 51127.5833 | 51090.0231 | 54204.6999 | 62777.3188 | 66525.0981 | 68619.2979 | 67759.509 | 69823.7521 | 70119.5894 | 73134.9018 | 70750.3994 | 71454.3077 | 73537.7358 | 74280.2136 | 74838.6782 | 76293.0706 | 75780.1705 | 75484.2777 | 76008.4874 | 74367.5428
Region | Technology | 2026-27 | 2027-28 | 2028-29 | 2029-30 | 2030-31 | 2031-32 | 2032-33 | 2033-34 | 2034-35 | 2035-36 | 2036-37 | 2037-38 | 2038-39 | 2039-40 | 2040-41 | 2041-42 | 2042-43 | 2043-44 | 2044-45 | 2045-46 | 2046-47 | 2047-48 | 2048-49 | 2049-50 | 2050-51
SA1 | Black Coal | 0 | 0 | 0 | 0 | 0 | 0 | 0 | 0 | 0 | 0 | 0 | 0 | 0 | 0 | 0 | 0 | 0 | 0 | 0 | 0 | 0 | 0 | 0 | 0 | 0
SA1 | Brown Coal | 0 | 0 | 0 | 0 | 0 | 0 | 0 | 0 | 0 | 0 | 0 | 0 | 0 | 0 | 0 | 0 | 0 | 0 | 0 | 0 | 0 | 0 | 0 | 0 | 0
SA1 | CCGT | 1260.2924 | 768.4278 | 1676.8687 | 1556.7244 | 1769.929 | 1543.416 | 1674.4855 | 1818.4153 | 1649.7483 | 1204.9692 | 1260.3392 | 1.1017e-05 | 1.0971e-05 | 1.0813e-05 | 1.0716e-05 | 1.0645e-05 | 1.0975e-05 | 1.1891e-05 | 1.1373e-05 | 1.1478e-05 | 1.1799e-05 | 1.1879e-05 | 1.1869e-05 | 1.1789e-05 | 4.2365e-05
SA1 | Gas - Steam | 0 | 0 | 0 | 0 | 0 | 0 | 0 | 0 | 0 | 0 | 0 | 0 | 0 | 0 | 0 | 0 | 0 | 0 | 0 | 0 | 0 | 0 | 0 | 0 | 0
SA1 | OCGT / Diesel | 1004.7695 | 23.727 | 526.206 | 889.0478 | 839.1569 | 753.4651 | 878.9692 | 709.2827 | 807.6385 | 457.8006 | 498.2041 | 720.5498 | 934.7834 | 1033.4243 | 940.5697 | 938.949 | 801.9488 | 1114.4579 | 379.8478 | 403.1679 | 519.0119 | 564.498 | 591.5933 | 611.0153 | 877.1368
SA1 | Hydro | 0 | 0 | 0 | 0 | 0 | 0 | 0 | 0 | 0 | 0 | 0 | 0 | 0 | 0 | 0 | 0 | 0 | 0 | 0 | 0 | 0 | 0 | 0 | 0 | 0
SA1 | Hydrogen Turbine | 0 | 0 | 0 | 0 | 0 | 0 | 0 | 0 | 0 | 0 | 0 | 0 | 0 | 0 | 0 | 0 | 0 | 0 | 0 | 0 | 0 | 0 | 0 | 0 | 0
SA1 | Wind | 8750.5435 | 9625.7611 | 9393.5149 | 10554.7465 | 10355.3457 | 10721.6839 | 9934.0671 | 9758.0543 | 9241.8242 | 9792.2974 | 9932.6469 | 12710.1609 | 13185.7882 | 12365.9396 | 13115.0468 | 12401.5162 | 12990.4486 | 11438.2251 | 14096.2237 | 13651.4649 | 13513.5181 | 13830.0854 | 12994.031 | 13099.1529 | 12177.9401
SA1 | Solar PV | 1447.3772 | 1772.6575 | 1717.1401 | 2973.7776 | 2890.7635 | 2901.7278 | 2878.3482 | 2847.2289 | 2879.1955 | 3002.6549 | 3149.1525 | 3037.463 | 3078.784 | 3032.7348 | 3116.2643 | 3648.513 | 3642.6772 | 5455.0936 | 5014.2169 | 5348.2508 | 5101.9674 | 4698.4384 | 4544.1512 | 4540.6114 | 4548.556
SA1 | Grid Battery | 1109.835 | 2316.5753 | 1938.2162 | 1908.8512 | 2035.7821 | 2004.959 | 2061.7347 | 1958.6634 | 1879.819 | 1788.2187 | 1768.6281 | 1724.0706 | 1734.9209 | 1770.0601 | 1586.8297 | 1751.765 | 1623.171 | 1531.8607 | 1302.9624 | 1393.4363 | 1393.7527 | 1265.5001 | 1254.2718 | 758.0318 | 955.6513
SA1 | PHES | 0 | 0 | 0 | 0 | 0 | 0 | 0 | 0 | 0 | 0 | 0 | 0 | 0 | 0 | 0 | 0 | 0 | 0 | 0 | 0 | 0 | 0 | 0 | 0 | 0
SA1 | VPP | 127.9719 | 216.1723 | 215.1598 | 142.294 | 194.1293 | 229.0117 | 281.1468 | 303.1984 | 355.3171 | 384.5405 | 442.8638 | 501.2905 | 579.2753 | 707.9849 | 728.1 | 882.4848 | 883.7275 | 1062.5803 | 1107.7319 | 1269.8701 | 1396.1224 | 1460.9072 | 1675.9767 | 1733.4498 | 1947.1439
SA1 | USE / DSP | 266.6872 | 5.1257e-07 | 6.9684e-07 | 104.776 | 6.7532e-07 | 6.5508e-07 | 2.3069 | 8.8886e-07 | 7.1674 | 9.3159 | 9.822 | 30.6886 | 35.4952 | 65.2161 | 64.7937 | 81.3121 | 62.9713 | 148.1592 | 106.4316 | 113.159 | 171.9504 | 203.3264 | 222.6058 | 209.2728 | 69.0349
Total |  | 13967.4767 | 14723.3209 | 15467.1056 | 18130.2175 | 18085.1066 | 18154.2634 | 17711.0583 | 17394.8431 | 16820.7099 | 16639.7973 | 17061.6566 | 18724.2234 | 19549.047 | 18975.3598 | 19551.6042 | 19704.5401 | 20004.9444 | 20750.3768 | 22007.4143 | 22179.3491 | 22096.3231 | 22022.7555 | 21282.6298 | 20951.534 | 20575.4631
Region | Technology | 2026-27 | 2027-28 | 2028-29 | 2029-30 | 2030-31 | 2031-32 | 2032-33 | 2033-34 | 2034-35 | 2035-36 | 2036-37 | 2037-38 | 2038-39 | 2039-40 | 2040-41 | 2041-42 | 2042-43 | 2043-44 | 2044-45 | 2045-46 | 2046-47 | 2047-48 | 2048-49 | 2049-50 | 2050-51
TAS1 | Black Coal | 0 | 0 | 0 | 0 | 0 | 0 | 0 | 0 | 0 | 0 | 0 | 0 | 0 | 0 | 0 | 0 | 0 | 0 | 0 | 0 | 0 | 0 | 0 | 0 | 0
TAS1 | Brown Coal | 0 | 0 | 0 | 0 | 0 | 0 | 0 | 0 | 0 | 0 | 0 | 0 | 0 | 0 | 0 | 0 | 0 | 0 | 0 | 0 | 0 | 0 | 0 | 0 | 0
TAS1 | CCGT | 0 | 1.1434e-06 | 1.1458e-06 | 1.0429e-06 | 1.97e-06 | 2.0119e-06 | 2.4194e-06 | 2.3678e-06 | 2.2703e-06 | 2.2449e-06 | 2.2468e-06 | 2.2721e-06 | 2.2948e-06 | 2.3802e-06 | 2.5431e-06 | 2.6968e-06 | 2.7016e-06 | 2.9917e-06 | 2.9795e-06 | 2.9736e-06 | 3.1962e-06 | 3.2301e-06 | 3.7909e-06 | 3.7725e-06 | 5.9578e-06
TAS1 | Gas - Steam | 0 | 0 | 0 | 0 | 0 | 0 | 0 | 0 | 0 | 0 | 0 | 0 | 0 | 0 | 0 | 0 | 0 | 0 | 0 | 0 | 0 | 0 | 0 | 0 | 0
TAS1 | OCGT / Diesel | 9.1159e-07 | 1.5424e-06 | 1.572e-06 | 1.0015 | 1.6427 | 2.1605 | 8.6956 | 0.0485 | 5.5908 | 9.4417 | 6.059 | 14.1042 | 9.3748 | 11.5196 | 2.705 | 7.271 | 0.2359 | 6.4252 | 4.8574 | 3.3364 | 3.3861 | 3.7999 | 9.7489 | 5.1959 | 3.7262e-06
TAS1 | Hydro | 10019.8048 | 7587.449 | 8017.4603 | 9698.1254 | 9629.1742 | 8939.7143 | 8647.3622 | 8872.6123 | 9611.4704 | 8454.2084 | 8307.1596 | 9485.3474 | 8528.5119 | 7867.8582 | 7553.668 | 7371.126 | 7999.0195 | 7872.2248 | 6789.9992 | 6958.646 | 8372.6474 | 6981.0048 | 7118.1049 | 6967.763 | 7702.0884
TAS1 | Hydrogen Turbine | 0 | 0 | 0 | 0 | 0 | 0 | 0 | 0 | 0 | 0 | 0 | 0 | 0 | 0 | 0 | 0 | 0 | 0 | 0 | 0 | 0 | 0 | 0 | 0 | 0
TAS1 | Wind | 1748.2787 | 3876.3992 | 4650.3332 | 5563.2674 | 6193.2609 | 7176.4574 | 7042.305 | 7482.7312 | 7831.5186 | 8124.5451 | 8571.2154 | 8342.484 | 8612.1847 | 7984.6368 | 8486.3683 | 7958.6363 | 8298.2997 | 8470.2628 | 8259.64 | 8461.4365 | 8184.5815 | 8236.3188 | 7582.6449 | 8188.27 | 7281.738
TAS1 | Solar PV | 0 | 540.1507 | 636.4309 | 638.0891 | 655.1692 | 646.3716 | 673.5217 | 662.0669 | 652.4138 | 662.4936 | 660.9094 | 646.5563 | 637.9649 | 652.65 | 637.8338 | 663.5087 | 650.98 | 642.2133 | 665.8875 | 659.1502 | 636.9169 | 631.2006 | 643.6508 | 631.4423 | 651.0651
TAS1 | Grid Battery | 0 | 1.4578e-05 | 1.8111e-05 | 4.5475e-05 | 4.8574e-05 | 5.8268e-05 | 5.1975e-05 | 5.7269e-05 | 7.4004e-05 | 8.0848e-05 | 7.9271e-05 | 8.0295e-05 | 8.095e-05 | 8.7088e-05 | 8.8031e-05 | 0.00012506 | 0.00012469 | 0.00012698 | 0.00013896 | 0.00014327 | 0.00015645 | 0.00014896 | 0.0001523 | 0.00016356 | 0.00018775
TAS1 | PHES | 0 | 0 | 4.0728e-06 | 7.3073e-06 | 7.8446e-06 | 8.3487e-06 | 8.483e-06 | 8.9916e-06 | 1.0423e-05 | 1.1292e-05 | 1.1231e-05 | 1.1479e-05 | 1.179e-05 | 1.2899e-05 | 1.2938e-05 | 1.6004e-05 | 1.6063e-05 | 1.7553e-05 | 1.8915e-05 | 1.9387e-05 | 1.991e-05 | 2.0812e-05 | 2.1357e-05 | 2.2632e-05 | 2.5018e-05
TAS1 | VPP | 1.1944 | 5.7424 | 7.4107 | 7.4475 | 11.8328 | 15.1177 | 19.922 | 23.6923 | 31.2863 | 40.0743 | 44.7869 | 64.0151 | 71.016 | 92.8544 | 94.5152 | 120.8771 | 124.3503 | 150.3399 | 172.8308 | 189.5834 | 221.3701 | 218.5254 | 261.01 | 276.5704 | 325.6776
TAS1 | USE / DSP | 1.5063e-07 | 1.559e-07 | 1.6618e-07 | 1.2744e-07 | 1.4211e-07 | 1.4528e-07 | 1.6452e-07 | 1.6762e-07 | 1.6816e-07 | 1.4943 | 1.8065e-07 | 1.9791e-07 | 2.0971e-07 | 0.306 | 2.4845e-07 | 1.685 | 2.6685e-07 | 0.64 | 1.5473 | 3.3172e-07 | 0.59532 | 3.8145e-07 | 0.58092 | 0.9103 | 0.7826
Total |  | 11769.2779 | 12009.7414 | 13311.6352 | 15907.9308 | 16491.0799 | 16779.8217 | 16391.8065 | 17041.1513 | 18132.28 | 17292.2574 | 17590.1305 | 18552.5072 | 17859.0523 | 16609.8251 | 16775.0904 | 16123.1042 | 17072.8855 | 17142.1063 | 15894.7625 | 16272.1527 | 17419.4977 | 16070.8497 | 15615.7405 | 16070.1521 | 15961.3519
Explicitly modelled pumping
Region | Technology | 2026-27 | 2027-28 | 2028-29 | 2029-30 | 2030-31 | 2031-32 | 2032-33 | 2033-34 | 2034-35 | 2035-36 | 2036-37 | 2037-38 | 2038-39 | 2039-40 | 2040-41 | 2041-42 | 2042-43 | 2043-44 | 2044-45 | 2045-46 | 2046-47 | 2047-48 | 2048-49 | 2049-50 | 2050-51
NEM | Grid Battery Pump | 13876.3938 | 21725.9643 | 20517.1684 | 25469.5909 | 27330.9371 | 27321.3699 | 28055.8231 | 28505.0138 | 27587.9271 | 27575.2236 | 27249.5988 | 26300.0553 | 25946.758 | 25892.9724 | 24599.5668 | 26039.8207 | 25273.3209 | 24051.4278 | 22657.4156 | 22743.5703 | 25074.6024 | 22821.5962 | 23705.6891 | 18576.6143 | 20423.0616
NEM | PHES Pump | 3218.2864 | 3651.8763 | 4744.9844 | 9797.7949 | 11413.6035 | 11470.2115 | 12359.4947 | 11520.3961 | 11540.4148 | 17185.3579 | 16241.631 | 16382.3939 | 15882.6591 | 16091.9675 | 15936.2607 | 15464.3956 | 14989.8459 | 14639.8157 | 15908.7799 | 14651.9776 | 15567.3347 | 13648.0989 | 12991.0775 | 13385.7593 | 15343.7559
NEM | VPP Pump | 703.5129 | 1041.3515 | 1103.2894 | 913.7964 | 1388.1847 | 1813.5221 | 2328.2505 | 2732.1621 | 3234.0955 | 3845.8049 | 4621.0121 | 5405.6449 | 6422.7972 | 7982.7681 | 8977.9316 | 10419.937 | 11211.9799 | 12417.8177 | 14324.0814 | 16049.8759 | 17437.137 | 18760.476 | 21086.259 | 22738.273 | 25065.9867
Region | Technology | 2026-27 | 2027-28 | 2028-29 | 2029-30 | 2030-31 | 2031-32 | 2032-33 | 2033-34 | 2034-35 | 2035-36 | 2036-37 | 2037-38 | 2038-39 | 2039-40 | 2040-41 | 2041-42 | 2042-43 | 2043-44 | 2044-45 | 2045-46 | 2046-47 | 2047-48 | 2048-49 | 2049-50 | 2050-51
NSW1 | Grid Battery Pump | 4966.9834 | 7100.5716 | 6802.376 | 8897.592 | 9329.039 | 9495.4882 | 9619.2972 | 10919.0037 | 10656.9318 | 11072.4031 | 10818.5208 | 10248.8676 | 9964.9822 | 9834.4583 | 9462.9873 | 9315.1393 | 9015.7807 | 8590.5203 | 8312.9114 | 8474.5908 | 7734.2762 | 7048.0898 | 7092.4623 | 5738.7537 | 5926.6835
NSW1 | PHES Pump | 1701.431 | 1943.572 | 3263.7367 | 8438.8765 | 9938.2222 | 10048.6713 | 10727.1199 | 10026.1235 | 10256.7963 | 10432.8104 | 9760.5714 | 9569.8311 | 9070.4981 | 9450.8768 | 9315.7246 | 9584.0134 | 9068.6138 | 8977.4059 | 10327.8128 | 9571.122 | 9716.0589 | 8366.2346 | 8788.3482 | 8350.5823 | 9598.8001
NSW1 | VPP Pump | 274.5328 | 372.5222 | 402.3819 | 361.9499 | 533.4733 | 689.5875 | 861.0051 | 1020.5966 | 1195.2144 | 1453.552 | 1730.7743 | 1985.7363 | 2346.0718 | 2918.486 | 3331.4402 | 3751.8356 | 4119.8748 | 4464.9683 | 5316.1289 | 5906.2075 | 6435.586 | 6852.0573 | 7801.8042 | 8314.995 | 8906.6052
Region | Technology | 2026-27 | 2027-28 | 2028-29 | 2029-30 | 2030-31 | 2031-32 | 2032-33 | 2033-34 | 2034-35 | 2035-36 | 2036-37 | 2037-38 | 2038-39 | 2039-40 | 2040-41 | 2041-42 | 2042-43 | 2043-44 | 2044-45 | 2045-46 | 2046-47 | 2047-48 | 2048-49 | 2049-50 | 2050-51
QLD1 | Grid Battery Pump | 4182.4151 | 5449.469 | 5183.9639 | 7159.4632 | 7635.8417 | 7750.5509 | 7845.9999 | 7647.7278 | 7070.0836 | 6884.8186 | 6767.5594 | 6618.8714 | 6727.4535 | 6806.5001 | 6626.7035 | 8073.7262 | 7942.7786 | 7798.1081 | 7260.002 | 6815.9656 | 10270.2907 | 9483.2157 | 10189.9518 | 8675.3859 | 10489.2077
QLD1 | PHES Pump | 1516.8555 | 1708.3043 | 1481.2477 | 1358.9183 | 1475.3813 | 1421.5402 | 1632.3748 | 1494.2726 | 1283.6185 | 6752.5475 | 6481.0596 | 6812.5627 | 6812.161 | 6641.0907 | 6620.5362 | 5880.3821 | 5921.2321 | 5662.4098 | 5580.967 | 5080.8556 | 5851.2758 | 5281.8644 | 4202.7293 | 5035.177 | 5744.9558
QLD1 | VPP Pump | 115.9314 | 186.7827 | 206.737 | 195.1285 | 319.6395 | 440.69 | 581.9335 | 713.7181 | 814.292 | 977.0566 | 1168.3662 | 1400.1481 | 1738.5957 | 2088.9751 | 2423.2929 | 2778.6117 | 3092.9865 | 3461.4616 | 3974.0107 | 4323.4074 | 4759.78 | 5376.4969 | 5729.21 | 6349.6714 | 6778.4293
Region | Technology | 2026-27 | 2027-28 | 2028-29 | 2029-30 | 2030-31 | 2031-32 | 2032-33 | 2033-34 | 2034-35 | 2035-36 | 2036-37 | 2037-38 | 2038-39 | 2039-40 | 2040-41 | 2041-42 | 2042-43 | 2043-44 | 2044-45 | 2045-46 | 2046-47 | 2047-48 | 2048-49 | 2049-50 | 2050-51
VIC1 | Grid Battery Pump | 3414.9397 | 6434.7842 | 6242.8459 | 7154.9631 | 7964.4238 | 7708.4154 | 8152.3603 | 7628.5841 | 7641.3771 | 7506.8323 | 7575.5135 | 7396.9798 | 7200.6642 | 7167.6134 | 6630.9972 | 6586.24 | 6392.4797 | 5857.9654 | 5542.8265 | 5799.033 | 5426.5575 | 4788.3254 | 4945.3652 | 3261.6418 | 2873.428
VIC1 | PHES Pump | 0 | 0 | 0 | 0 | 0 | 0 | 0 | 0 | 0 | 0 | 0 | 0 | 0 | 0 | 0 | 0 | 0 | 0 | 0 | 0 | 0 | 0 | 0 | 0 | 0
VIC1 | VPP Pump | 158.3691 | 215.6286 | 227.6246 | 176.7637 | 288.4761 | 390.5565 | 523.5846 | 606.6088 | 760.9016 | 906.2004 | 1136.9341 | 1342.1444 | 1556.4341 | 2017.0191 | 2233.8056 | 2689.0232 | 2787.7642 | 3039.3308 | 3499.2055 | 4064.8997 | 4307.737 | 4511.6901 | 5239.2159 | 5659.239 | 6660.001
Region | Technology | 2026-27 | 2027-28 | 2028-29 | 2029-30 | 2030-31 | 2031-32 | 2032-33 | 2033-34 | 2034-35 | 2035-36 | 2036-37 | 2037-38 | 2038-39 | 2039-40 | 2040-41 | 2041-42 | 2042-43 | 2043-44 | 2044-45 | 2045-46 | 2046-47 | 2047-48 | 2048-49 | 2049-50 | 2050-51
SA1 | Grid Battery Pump | 1312.0556 | 2741.1394 | 2287.9826 | 2257.5725 | 2401.6326 | 2366.9154 | 2438.1657 | 2309.6982 | 2219.5345 | 2111.1694 | 2088.0051 | 2035.3364 | 2053.6579 | 2084.4005 | 1878.8787 | 2064.715 | 1922.2818 | 1804.8338 | 1541.6756 | 1653.9807 | 1643.4777 | 1501.9651 | 1477.9096 | 900.8328 | 1133.7423
SA1 | PHES Pump | 0 | 0 | 0 | 0 | 0 | 0 | 0 | 0 | 0 | 0 | 0 | 0 | 0 | 0 | 0 | 0 | 0 | 0 | 0 | 0 | 0 | 0 | 0 | 0 | 0
SA1 | VPP Pump | 153.2539 | 259.5165 | 257.676 | 171.0234 | 232.4077 | 274.5602 | 337.8393 | 362.8296 | 426.0399 | 461.0786 | 531.0182 | 601.0748 | 696.5412 | 846.952 | 875.5983 | 1055.5759 | 1062.0394 | 1271.6964 | 1328.2265 | 1527.1139 | 1669.5264 | 1757.0588 | 2004.2139 | 2081.3515 | 2331.8436
Region | Technology | 2026-27 | 2027-28 | 2028-29 | 2029-30 | 2030-31 | 2031-32 | 2032-33 | 2033-34 | 2034-35 | 2035-36 | 2036-37 | 2037-38 | 2038-39 | 2039-40 | 2040-41 | 2041-42 | 2042-43 | 2043-44 | 2044-45 | 2045-46 | 2046-47 | 2047-48 | 2048-49 | 2049-50 | 2050-51
TAS1 | Grid Battery Pump | 0 | 1.7342e-05 | 2.1512e-05 | 5.407e-05 | 5.7672e-05 | 6.9241e-05 | 6.1744e-05 | 6.8025e-05 | 8.7897e-05 | 9.5935e-05 | 9.4203e-05 | 9.5291e-05 | 9.6168e-05 | 0.00010343 | 0.00010463 | 0.00014857 | 0.00014814 | 0.00015092 | 0.00016501 | 0.00017024 | 0.00018586 | 0.00017699 | 0.00018086 | 0.00019445 | 0.00022303
TAS1 | PHES Pump | 0 | 0 | 5.3648e-06 | 9.6524e-06 | 1.031e-05 | 1.1004e-05 | 1.1167e-05 | 1.1826e-05 | 1.3713e-05 | 1.4829e-05 | 1.4841e-05 | 1.5062e-05 | 1.5523e-05 | 1.6953e-05 | 1.706e-05 | 2.1051e-05 | 2.1145e-05 | 2.3101e-05 | 2.4871e-05 | 2.5546e-05 | 2.6168e-05 | 2.7406e-05 | 2.7987e-05 | 2.9886e-05 | 3.2865e-05
TAS1 | VPP Pump | 1.4257 | 6.9016 | 8.8699 | 8.9309 | 14.1881 | 18.128 | 23.888 | 28.409 | 37.6475 | 47.9173 | 53.9194 | 76.5413 | 85.1545 | 111.336 | 113.7946 | 144.8906 | 149.3149 | 180.3606 | 206.5098 | 228.2474 | 264.5076 | 263.1729 | 311.815 | 333.0162 | 389.1076

## ML1_Capacity
Installed capacity by technology (MW) - ML1, Step Change Scenario
Capacity calculated on 1 July. In early study years some wind and solar projects enter later in the financial year and are therefore reflected in the following financial year's capacity.
Non-scheduled generation including Distributed PV is not shown.
Region | Technology | 2026-27 | 2027-28 | 2028-29 | 2029-30 | 2030-31 | 2031-32 | 2032-33 | 2033-34 | 2034-35 | 2035-36 | 2036-37 | 2037-38 | 2038-39 | 2039-40 | 2040-41 | 2041-42 | 2042-43 | 2043-44 | 2044-45 | 2045-46 | 2046-47 | 2047-48 | 2048-49 | 2049-50 | 2050-51
NEM | Black Coal | 16456 | 16456 | 10167.9187 | 4988.1773 | 4988.1773 | 4822.4435 | 4822.4435 | 4290.9731 | 3433.6226 | 3413.5859 | 3060.3407 | 2610.3408 | 2142.6949 | 2142.6949 | 744 | 0.00010747 | 0 | 0 | 0 | 0 | 0 | 0 | 0 | 0 | 0
NEM | Brown Coal | 4835 | 4275 | 2825 | 580 | 194.216 | 0 | 0 | 0 | 0 | 0 | 0 | 0 | 0 | 0 | 0 | 0 | 0 | 0 | 0 | 0 | 0 | 0 | 0 | 0 | 0
NEM | CCGT | 3329.9 | 3329.9 | 3149.9 | 3149.9 | 3149.9 | 3149.9 | 3149.9 | 3149.9 | 3149.9 | 3149.9 | 2764.9 | 2235.9 | 2235.9 | 2091.5 | 2091.5 | 2091.5 | 2091.5 | 1651.5 | 1651.5 | 1007 | 763 | 763 | 763 | 763 | 375
NEM | Gas - Steam | 532 | 532 | 532 | 532 | 532 | 532 | 532 | 532 | 532 | 532 | 532 | 532 | 532 | 32 | 32 | 32 | 32 | 32 | 32 | 32 | 32 | 32 | 32 | 32 | 0
NEM | OCGT / Diesel | 7777.959 | 7777.959 | 7758.459 | 8158.459 | 7912.459 | 7912.459 | 7635.599 | 7042.099 | 6925.099 | 7111.3469 | 7090.5469 | 8185.8463 | 8185.8463 | 7745.8463 | 7625.8463 | 10164.2478 | 10070.2478 | 11096.861 | 11512.7504 | 11512.7504 | 12153.9062 | 11569.9062 | 12653.4888 | 12134.4888 | 13575.1638
NEM | Hydro | 7365.42 | 7365.42 | 7365.42 | 7365.42 | 7705.32 | 7705.32 | 7705.32 | 7705.32 | 7705.32 | 7705.32 | 7705.32 | 7705.32 | 7705.32 | 7705.32 | 7705.32 | 7705.32 | 7705.32 | 7705.32 | 7705.32 | 7705.32 | 7705.32 | 7705.32 | 7705.32 | 7705.32 | 7705.32
NEM | Hydrogen Turbine | 0 | 0 | 0 | 0 | 0 | 0 | 0 | 0 | 0 | 0 | 0 | 0 | 0 | 0 | 0 | 0 | 0 | 0 | 0 | 0 | 0 | 0 | 0 | 0 | 0
NEM | Wind | 14022.588 | 15995.9787 | 18022.9156 | 26019.1748 | 27195.1202 | 27824.8556 | 29153.288 | 30472.8278 | 33549.4558 | 33687.8282 | 36266.0618 | 40938.791 | 41655.3902 | 42853.638 | 43363.1932 | 47189.2819 | 50059.7102 | 50049.3493 | 50759.6613 | 50481.031 | 53066.9935 | 53419.5091 | 52664.7091 | 51239.9192 | 50874.5692
NEM | Solar PV | 12340.718 | 17777.351 | 19331.891 | 27164.6615 | 27164.6615 | 27158.5415 | 27158.5415 | 27158.5415 | 28890.7839 | 28890.7839 | 28943.9441 | 32948.8461 | 32948.8461 | 32948.8464 | 34981.3876 | 35469.0644 | 36049.3633 | 41100.5623 | 40841.469 | 40730.6133 | 46645.2231 | 46827.0787 | 47416.3675 | 46020.3991 | 44812.5041
NEM | Grid Battery | 8150.83 | 12480.84 | 14054.59 | 21727.5899 | 21697.5899 | 21897.5899 | 21897.5899 | 22450.2473 | 23431.9296 | 23431.9296 | 23381.9296 | 23381.9296 | 23276.9295 | 23276.9296 | 23211.9296 | 23688.8486 | 23638.8486 | 23130.7786 | 22499.7192 | 21812.1192 | 22017.662 | 21517.6619 | 22122.0572 | 14372.0574 | 14116.2445
NEM | PHES | 1060 | 1060 | 1060 | 3910 | 3910 | 3910 | 3910 | 3910 | 3910 | 5908 | 5908 | 5908 | 5908 | 5908 | 5908 | 5908 | 5908 | 5908 | 5908 | 5908 | 5908 | 5908 | 5908 | 5908 | 5908
NEM | VPP | 560.72 | 757.83 | 999.79 | 1339.39 | 1679 | 2065.68 | 2515.66 | 3029.12 | 3572.2801 | 4202.17 | 4958.64 | 5808.51 | 6774.04 | 7821.3199 | 8943.3201 | 10148.97 | 11471.57 | 12877.2099 | 14372.24 | 15924.3999 | 17535.5301 | 19218.1903 | 20977.8501 | 22803.0401 | 23763.4101
Total |  | 76431.1349 | 87808.2787 | 85267.8842 | 104934.7724 | 106128.4438 | 106978.7894 | 108480.3419 | 109741.0287 | 115100.3909 | 118032.8645 | 120611.6831 | 130255.4836 | 131364.9669 | 132526.0951 | 134606.4968 | 142397.2327 | 147026.5598 | 153551.581 | 155282.66 | 155113.2338 | 165827.635 | 166960.6663 | 170242.7928 | 160978.2246 | 161130.2116
Region | Technology | 2026-27 | 2027-28 | 2028-29 | 2029-30 | 2030-31 | 2031-32 | 2032-33 | 2033-34 | 2034-35 | 2035-36 | 2036-37 | 2037-38 | 2038-39 | 2039-40 | 2040-41 | 2041-42 | 2042-43 | 2043-44 | 2044-45 | 2045-46 | 2046-47 | 2047-48 | 2048-49 | 2049-50 | 2050-51
NSW1 | Black Coal | 8330 | 8330 | 4412.7944 | 1628.6869 | 1628.6869 | 1628.6869 | 1628.6869 | 1097.2165 | 1097.2165 | 1097.2165 | 1097.2165 | 1097.2165 | 629.5707 | 629.5707 | 0 | 0 | 0 | 0 | 0 | 0 | 0 | 0 | 0 | 0 | 0
NSW1 | Brown Coal | 0 | 0 | 0 | 0 | 0 | 0 | 0 | 0 | 0 | 0 | 0 | 0 | 0 | 0 | 0 | 0 | 0 | 0 | 0 | 0 | 0 | 0 | 0 | 0 | 0
NSW1 | CCGT | 815 | 815 | 815 | 815 | 815 | 815 | 815 | 815 | 815 | 815 | 815 | 815 | 815 | 815 | 815 | 815 | 815 | 375 | 375 | 375 | 375 | 375 | 375 | 375 | 375
NSW1 | Gas - Steam | 0 | 0 | 0 | 0 | 0 | 0 | 0 | 0 | 0 | 0 | 0 | 0 | 0 | 0 | 0 | 0 | 0 | 0 | 0 | 0 | 0 | 0 | 0 | 0 | 0
NSW1 | OCGT / Diesel | 2284.799 | 2284.799 | 2284.799 | 2284.799 | 2284.799 | 2284.799 | 2284.799 | 2284.799 | 2284.799 | 2284.799 | 2263.999 | 3124.9927 | 3124.9927 | 3124.9927 | 3124.9927 | 3881.956 | 3881.956 | 4502.9963 | 4404.8713 | 4404.8713 | 4404.8713 | 4404.8713 | 4404.8713 | 4404.8713 | 5319.9604
NSW1 | Hydro | 2525 | 2525 | 2525 | 2525 | 2525 | 2525 | 2525 | 2525 | 2525 | 2525 | 2525 | 2525 | 2525 | 2525 | 2525 | 2525 | 2525 | 2525 | 2525 | 2525 | 2525 | 2525 | 2525 | 2525 | 2525
NSW1 | Hydrogen Turbine | 0 | 0 | 0 | 0 | 0 | 0 | 0 | 0 | 0 | 0 | 0 | 0 | 0 | 0 | 0 | 0 | 0 | 0 | 0 | 0 | 0 | 0 | 0 | 0 | 0
NSW1 | Wind | 2819.86 | 3731.86 | 4435.66 | 6271.8524 | 7190.8524 | 7291.6524 | 7291.6524 | 7291.6524 | 7291.6524 | 7291.6524 | 7385.8445 | 8613.3635 | 8616.3088 | 8916.3082 | 9271.2268 | 10551.1445 | 12764.3098 | 12357.7357 | 12358.1461 | 12688.6587 | 12726.4058 | 12926.406 | 12530.406 | 12417.216 | 12417.216
NSW1 | Solar PV | 5529.393 | 7348.233 | 7380.633 | 13406.559 | 13406.559 | 13406.559 | 13406.559 | 13406.559 | 13406.559 | 13406.559 | 13406.559 | 13406.5595 | 13406.5595 | 13406.5595 | 13424.8567 | 13424.8567 | 13298.0636 | 15292.8387 | 15292.8387 | 15263.57 | 17268.5687 | 17640.0243 | 17590.024 | 16995.824 | 16079.086
NSW1 | Grid Battery | 2533.1 | 3846.12 | 3946.12 | 5216.6326 | 5216.6326 | 5416.6326 | 5416.6326 | 6024.62 | 6024.62 | 6024.62 | 5974.62 | 5974.62 | 5974.6199 | 5974.62 | 5909.62 | 5909.62 | 5909.62 | 5859.62 | 5859.62 | 5832.02 | 5282.02 | 5182.0199 | 5081.6999 | 4011.1874 | 4011.1874
NSW1 | PHES | 240 | 240 | 240 | 3090 | 3090 | 3090 | 3090 | 3090 | 3090 | 3090 | 3090 | 3090 | 3090 | 3090 | 3090 | 3090 | 3090 | 3090 | 3090 | 3090 | 3090 | 3090 | 3090 | 3090 | 3090
NSW1 | VPP | 212.7 | 287.34 | 379.27 | 509.93 | 631.04 | 766.26 | 926.27 | 1103.12 | 1277.59 | 1478.99 | 1734.85 | 2020.5201 | 2347.58 | 2703.21 | 3090.03 | 3504.55 | 3958.09 | 4435.9299 | 4945.2001 | 5471.8899 | 6021.6599 | 6591.1802 | 7184.9099 | 7803.1799 | 8115.0002
Total |  | 25289.852 | 29408.352 | 26419.2764 | 35748.4599 | 36788.5699 | 37224.5899 | 37384.5999 | 37637.9669 | 37812.437 | 38013.8369 | 38293.089 | 40667.2722 | 40529.6315 | 41185.261 | 41250.7261 | 43702.1272 | 46242.0394 | 48439.1206 | 48850.6762 | 49651.0099 | 51693.5258 | 52734.5016 | 52781.9111 | 51622.2786 | 51932.45
Region | Technology | 2026-27 | 2027-28 | 2028-29 | 2029-30 | 2030-31 | 2031-32 | 2032-33 | 2033-34 | 2034-35 | 2035-36 | 2036-37 | 2037-38 | 2038-39 | 2039-40 | 2040-41 | 2041-42 | 2042-43 | 2043-44 | 2044-45 | 2045-46 | 2046-47 | 2047-48 | 2048-49 | 2049-50 | 2050-51
QLD1 | Black Coal | 8126 | 8126 | 5755.1243 | 3359.4904 | 3359.4904 | 3193.7566 | 3193.7566 | 3193.7566 | 2336.4061 | 2316.3693 | 1963.1242 | 1513.1242 | 1513.1242 | 1513.1242 | 744 | 0.00010747 | 0 | 0 | 0 | 0 | 0 | 0 | 0 | 0 | 0
QLD1 | Brown Coal | 0 | 0 | 0 | 0 | 0 | 0 | 0 | 0 | 0 | 0 | 0 | 0 | 0 | 0 | 0 | 0 | 0 | 0 | 0 | 0 | 0 | 0 | 0 | 0 | 0
QLD1 | CCGT | 1597.9 | 1597.9 | 1597.9 | 1597.9 | 1597.9 | 1597.9 | 1597.9 | 1597.9 | 1597.9 | 1597.9 | 1212.9 | 1212.9 | 1212.9 | 1068.5 | 1068.5 | 1068.5 | 1068.5 | 1068.5 | 1068.5 | 424 | 180 | 180 | 180 | 180 | 0
QLD1 | Gas - Steam | 32 | 32 | 32 | 32 | 32 | 32 | 32 | 32 | 32 | 32 | 32 | 32 | 32 | 32 | 32 | 32 | 32 | 32 | 32 | 32 | 32 | 32 | 32 | 32 | 0
QLD1 | OCGT / Diesel | 1954.5 | 1954.5 | 2071.5 | 2471.5 | 2471.5 | 2471.5 | 2471.5 | 2048 | 1931 | 1931 | 1931 | 1931 | 1931 | 1931 | 1931 | 1931 | 1931 | 1931 | 2472.618 | 2472.618 | 3267.7738 | 3267.7738 | 4351.3564 | 3832.3564 | 3486.3564
QLD1 | Hydro | 152.4 | 152.4 | 152.4 | 152.4 | 152.4 | 152.4 | 152.4 | 152.4 | 152.4 | 152.4 | 152.4 | 152.4 | 152.4 | 152.4 | 152.4 | 152.4 | 152.4 | 152.4 | 152.4 | 152.4 | 152.4 | 152.4 | 152.4 | 152.4 | 152.4
QLD1 | Hydrogen Turbine | 0 | 0 | 0 | 0 | 0 | 0 | 0 | 0 | 0 | 0 | 0 | 0 | 0 | 0 | 0 | 0 | 0 | 0 | 0 | 0 | 0 | 0 | 0 | 0 | 0
QLD1 | Wind | 2624.408 | 2624.408 | 3130.618 | 5887.5749 | 5887.5749 | 5887.5749 | 6429.3218 | 6882.9896 | 7424.2024 | 7424.2024 | 8769.4228 | 9812.4204 | 9812.4204 | 9812.4204 | 10274.5746 | 12656.4556 | 12865.9609 | 13247.8326 | 13743.6078 | 13743.6078 | 14701.2986 | 14701.2986 | 14551.4986 | 14101.4986 | 14101.4986
QLD1 | Solar PV | 4751.765 | 5909.365 | 6478.165 | 7359.165 | 7359.165 | 7359.165 | 7359.165 | 7359.165 | 7359.165 | 7359.165 | 7412.3252 | 11364.274 | 11364.274 | 11364.2743 | 13378.5183 | 13378.5183 | 14085.6103 | 15622.3108 | 15743.6975 | 15711.5935 | 19621.2046 | 19510.8046 | 20308.0737 | 20011.7553 | 19813.1583
QLD1 | Grid Battery | 2416.86 | 3106.86 | 3506.86 | 5583.9296 | 5583.9296 | 5583.9296 | 5583.9296 | 5583.9296 | 5583.9296 | 5583.9296 | 5583.9296 | 5583.9296 | 5483.9296 | 5483.9296 | 5483.9296 | 6216.451 | 6166.451 | 6166.451 | 5966.451 | 5416.451 | 6721.9938 | 6421.9938 | 7177.5091 | 4954.4395 | 5225.8699
QLD1 | PHES | 820 | 820 | 820 | 820 | 820 | 820 | 820 | 820 | 820 | 2818 | 2818 | 2818 | 2818 | 2818 | 2818 | 2818 | 2818 | 2818 | 2818 | 2818 | 2818 | 2818 | 2818 | 2818 | 2818
QLD1 | VPP | 84.95 | 122.33 | 171.9 | 259.3 | 341.18 | 435.55 | 545.05 | 674.96 | 823.53 | 995.13 | 1191.7 | 1411.11 | 1663.39 | 1937.56 | 2226.8 | 2538.41 | 2879.8699 | 3246.15 | 3635.1001 | 4037.83 | 4453.3701 | 4891.0599 | 5348.5901 | 5818.1001 | 6060.6799
Total |  | 22560.783 | 24445.763 | 23716.4673 | 27523.2599 | 27605.1399 | 27533.7761 | 28185.0231 | 28345.1008 | 28060.5331 | 30210.0964 | 31066.8019 | 35831.1583 | 35983.4383 | 36113.2086 | 38109.7227 | 40791.7351 | 41999.7922 | 44284.6444 | 45632.3744 | 44808.5003 | 51948.0409 | 51975.3308 | 54919.4279 | 51900.5499 | 51657.963
Region | Technology | 2026-27 | 2027-28 | 2028-29 | 2029-30 | 2030-31 | 2031-32 | 2032-33 | 2033-34 | 2034-35 | 2035-36 | 2036-37 | 2037-38 | 2038-39 | 2039-40 | 2040-41 | 2041-42 | 2042-43 | 2043-44 | 2044-45 | 2045-46 | 2046-47 | 2047-48 | 2048-49 | 2049-50 | 2050-51
VIC1 | Black Coal | 0 | 0 | 0 | 0 | 0 | 0 | 0 | 0 | 0 | 0 | 0 | 0 | 0 | 0 | 0 | 0 | 0 | 0 | 0 | 0 | 0 | 0 | 0 | 0 | 0
VIC1 | Brown Coal | 4835 | 4275 | 2825 | 580 | 194.216 | 0 | 0 | 0 | 0 | 0 | 0 | 0 | 0 | 0 | 0 | 0 | 0 | 0 | 0 | 0 | 0 | 0 | 0 | 0 | 0
VIC1 | CCGT | 0 | 0 | 0 | 0 | 0 | 0 | 0 | 0 | 0 | 0 | 0 | 0 | 0 | 0 | 0 | 0 | 0 | 0 | 0 | 0 | 0 | 0 | 0 | 0 | 0
VIC1 | Gas - Steam | 500 | 500 | 500 | 500 | 500 | 500 | 500 | 500 | 500 | 500 | 500 | 500 | 500 | 0 | 0 | 0 | 0 | 0 | 0 | 0 | 0 | 0 | 0 | 0 | 0
VIC1 | OCGT / Diesel | 1900 | 1900 | 1900 | 1900 | 1900 | 1900 | 1900 | 1730 | 1730 | 1996.2479 | 1996.2479 | 2126.9114 | 2126.9114 | 1686.9114 | 1686.9114 | 3468.3496 | 3374.3496 | 3769.6094 | 3769.6094 | 3769.6094 | 3769.6094 | 3185.6094 | 3185.6094 | 3185.6094 | 4009.3303
VIC1 | Hydro | 2279.02 | 2279.02 | 2279.02 | 2279.02 | 2279.02 | 2279.02 | 2279.02 | 2279.02 | 2279.02 | 2279.02 | 2279.02 | 2279.02 | 2279.02 | 2279.02 | 2279.02 | 2279.02 | 2279.02 | 2279.02 | 2279.02 | 2279.02 | 2279.02 | 2279.02 | 2279.02 | 2279.02 | 2279.02
VIC1 | Hydrogen Turbine | 0 | 0 | 0 | 0 | 0 | 0 | 0 | 0 | 0 | 0 | 0 | 0 | 0 | 0 | 0 | 0 | 0 | 0 | 0 | 0 | 0 | 0 | 0 | 0 | 0
VIC1 | Wind | 5252.76 | 5416.26 | 5916.26 | 8660.4999 | 8863.7599 | 9363.7599 | 10030.7599 | 10908.6466 | 13325.1215 | 13612.0412 | 14612.0412 | 15544.8412 | 16124.8413 | 17124.8413 | 16836.5413 | 16836.5413 | 17252.7169 | 17480.9185 | 17342.0476 | 16945.3047 | 18148.8989 | 18262.3842 | 18262.3842 | 17604.2842 | 17546.6842
VIC1 | Solar PV | 1359.95 | 3564.383 | 4156.923 | 4517.403 | 4517.403 | 4517.403 | 4517.403 | 4517.403 | 6249.6454 | 6249.6454 | 6249.6454 | 6249.6454 | 6249.6454 | 6249.6454 | 6249.6454 | 6249.6454 | 6249.6454 | 6249.6454 | 6139.1654 | 6108.0624 | 6108.0624 | 6108.0624 | 5950.0824 | 5552.6324 | 5460.0724
VIC1 | Grid Battery | 2049.8 | 3753.79 | 4827.54 | 8705.9577 | 8705.9577 | 8705.9577 | 8705.9577 | 8650.6277 | 9657.31 | 9657.31 | 9657.31 | 9657.31 | 9652.31 | 9652.31 | 9652.31 | 9352.31 | 9352.31 | 9152.24 | 8952.24 | 8852.24 | 8362.24 | 8262.24 | 8262.24 | 4363.8223 | 3763.8223
VIC1 | PHES | 0 | 0 | 0 | 0 | 0 | 0 | 0 | 0 | 0 | 0 | 0 | 0 | 0 | 0 | 0 | 0 | 0 | 0 | 0 | 0 | 0 | 0 | 0 | 0 | 0
VIC1 | VPP | 114.06 | 160.28 | 216.5 | 316.69 | 408.63 | 514.71 | 637.19 | 779.41 | 931.3 | 1109.92 | 1323.13 | 1566.32 | 1838.15 | 2136.81 | 2453.29 | 2794.92 | 3172.3 | 3574.4799 | 4004.3799 | 4454.77 | 4925.0601 | 5419.1702 | 5938.1101 | 6482.0601 | 6787.1199
Total |  | 18290.59 | 21848.733 | 22621.243 | 27459.5706 | 27368.9866 | 27780.8506 | 28570.3306 | 29365.1073 | 34672.3969 | 35404.1845 | 36617.3946 | 37924.048 | 38770.8781 | 39129.5381 | 39157.7182 | 40980.7863 | 41680.3419 | 42505.9131 | 42486.4623 | 42409.0065 | 43592.8908 | 43516.4862 | 43877.4461 | 39467.4284 | 39846.0491
Region | Technology | 2026-27 | 2027-28 | 2028-29 | 2029-30 | 2030-31 | 2031-32 | 2032-33 | 2033-34 | 2034-35 | 2035-36 | 2036-37 | 2037-38 | 2038-39 | 2039-40 | 2040-41 | 2041-42 | 2042-43 | 2043-44 | 2044-45 | 2045-46 | 2046-47 | 2047-48 | 2048-49 | 2049-50 | 2050-51
SA1 | Black Coal | 0 | 0 | 0 | 0 | 0 | 0 | 0 | 0 | 0 | 0 | 0 | 0 | 0 | 0 | 0 | 0 | 0 | 0 | 0 | 0 | 0 | 0 | 0 | 0 | 0
SA1 | Brown Coal | 0 | 0 | 0 | 0 | 0 | 0 | 0 | 0 | 0 | 0 | 0 | 0 | 0 | 0 | 0 | 0 | 0 | 0 | 0 | 0 | 0 | 0 | 0 | 0 | 0
SA1 | CCGT | 709 | 709 | 529 | 529 | 529 | 529 | 529 | 529 | 529 | 529 | 529 | 0 | 0 | 0 | 0 | 0 | 0 | 0 | 0 | 0 | 0 | 0 | 0 | 0 | 0
SA1 | Gas - Steam | 0 | 0 | 0 | 0 | 0 | 0 | 0 | 0 | 0 | 0 | 0 | 0 | 0 | 0 | 0 | 0 | 0 | 0 | 0 | 0 | 0 | 0 | 0 | 0 | 0
SA1 | OCGT / Diesel | 1460.66 | 1460.66 | 1324.16 | 1324.16 | 1078.16 | 1078.16 | 801.3 | 801.3 | 801.3 | 721.3 | 721.3 | 824.9422 | 824.9422 | 824.9422 | 824.9422 | 824.9422 | 824.9422 | 835.2553 | 807.6517 | 807.6517 | 653.6517 | 653.6517 | 653.6517 | 653.6517 | 759.5167
SA1 | Hydro | 0 | 0 | 0 | 0 | 0 | 0 | 0 | 0 | 0 | 0 | 0 | 0 | 0 | 0 | 0 | 0 | 0 | 0 | 0 | 0 | 0 | 0 | 0 | 0 | 0
SA1 | Hydrogen Turbine | 0 | 0 | 0 | 0 | 0 | 0 | 0 | 0 | 0 | 0 | 0 | 0 | 0 | 0 | 0 | 0 | 0 | 0 | 0 | 0 | 0 | 0 | 0 | 0 | 0
SA1 | Wind | 2762.21 | 3052.01 | 3052.01 | 3396.8454 | 3330.8454 | 3240.0954 | 3240.0954 | 3108.3954 | 3108.3954 | 2840.4954 | 2860.4932 | 4210.2204 | 4224.1887 | 4002.7519 | 3983.5343 | 4147.8243 | 4179.4064 | 3965.5464 | 4462.5436 | 4250.1436 | 4637.074 | 4676.1042 | 4467.1042 | 4263.6042 | 4263.6042
SA1 | Solar PV | 699.61 | 955.37 | 955.37 | 1520.7345 | 1520.7345 | 1514.6145 | 1514.6145 | 1514.6145 | 1514.6145 | 1514.6145 | 1514.6145 | 1567.5672 | 1567.5672 | 1567.5672 | 1567.5672 | 2055.244 | 2055.244 | 3574.9674 | 3304.9674 | 3286.5874 | 3286.5874 | 3207.3874 | 3207.3874 | 3099.3874 | 3099.3874
SA1 | Grid Battery | 1151.07 | 1774.07 | 1774.07 | 2221.07 | 2191.07 | 2191.07 | 2191.07 | 2191.07 | 2166.07 | 2166.07 | 2166.07 | 2166.07 | 2166.07 | 2166.07 | 2166.07 | 2210.4676 | 2210.4676 | 1952.4676 | 1721.4082 | 1711.4082 | 1651.4082 | 1651.4082 | 1600.6082 | 1042.6083 | 1115.365
SA1 | PHES | 0 | 0 | 0 | 0 | 0 | 0 | 0 | 0 | 0 | 0 | 0 | 0 | 0 | 0 | 0 | 0 | 0 | 0 | 0 | 0 | 0 | 0 | 0 | 0 | 0
SA1 | VPP | 143.04 | 178.88 | 219.43 | 233.21 | 272.42 | 317.36 | 368.02 | 424.38 | 483.53 | 550.83 | 627.77 | 714.05 | 810.29 | 910.19 | 1018.7 | 1133.87 | 1258.92 | 1391.3 | 1529.18 | 1671.14 | 1814.94 | 1962.86 | 2117.26 | 2274.03 | 2355.52
Total |  | 6925.59 | 8129.99 | 7854.04 | 9225.0198 | 8922.2298 | 8870.2998 | 8644.0998 | 8568.7598 | 8602.9098 | 8322.3098 | 8419.2477 | 9482.8497 | 9593.0581 | 9471.5212 | 9560.8137 | 10372.348 | 10528.9801 | 11719.5367 | 11825.7509 | 11726.9309 | 12043.6613 | 12151.4116 | 12046.0115 | 11333.2816 | 11593.3933
Region | Technology | 2026-27 | 2027-28 | 2028-29 | 2029-30 | 2030-31 | 2031-32 | 2032-33 | 2033-34 | 2034-35 | 2035-36 | 2036-37 | 2037-38 | 2038-39 | 2039-40 | 2040-41 | 2041-42 | 2042-43 | 2043-44 | 2044-45 | 2045-46 | 2046-47 | 2047-48 | 2048-49 | 2049-50 | 2050-51
TAS1 | Black Coal | 0 | 0 | 0 | 0 | 0 | 0 | 0 | 0 | 0 | 0 | 0 | 0 | 0 | 0 | 0 | 0 | 0 | 0 | 0 | 0 | 0 | 0 | 0 | 0 | 0
TAS1 | Brown Coal | 0 | 0 | 0 | 0 | 0 | 0 | 0 | 0 | 0 | 0 | 0 | 0 | 0 | 0 | 0 | 0 | 0 | 0 | 0 | 0 | 0 | 0 | 0 | 0 | 0
TAS1 | CCGT | 208 | 208 | 208 | 208 | 208 | 208 | 208 | 208 | 208 | 208 | 208 | 208 | 208 | 208 | 208 | 208 | 208 | 208 | 208 | 208 | 208 | 208 | 208 | 208 | 0
TAS1 | Gas - Steam | 0 | 0 | 0 | 0 | 0 | 0 | 0 | 0 | 0 | 0 | 0 | 0 | 0 | 0 | 0 | 0 | 0 | 0 | 0 | 0 | 0 | 0 | 0 | 0 | 0
TAS1 | OCGT / Diesel | 178 | 178 | 178 | 178 | 178 | 178 | 178 | 178 | 178 | 178 | 178 | 178 | 178 | 178 | 58 | 58 | 58 | 58 | 58 | 58 | 58 | 58 | 58 | 58 | 0
TAS1 | Hydro | 2409 | 2409 | 2409 | 2409 | 2748.9 | 2748.9 | 2748.9 | 2748.9 | 2748.9 | 2748.9 | 2748.9 | 2748.9 | 2748.9 | 2748.9 | 2748.9 | 2748.9 | 2748.9 | 2748.9 | 2748.9 | 2748.9 | 2748.9 | 2748.9 | 2748.9 | 2748.9 | 2748.9
TAS1 | Hydrogen Turbine | 0 | 0 | 0 | 0 | 0 | 0 | 0 | 0 | 0 | 0 | 0 | 0 | 0 | 0 | 0 | 0 | 0 | 0 | 0 | 0 | 0 | 0 | 0 | 0 | 0
TAS1 | Wind | 563.35 | 1171.4407 | 1488.3676 | 1802.4023 | 1922.0877 | 2041.7731 | 2161.4585 | 2281.1439 | 2400.084 | 2519.4368 | 2638.26 | 2757.9454 | 2877.6309 | 2997.3162 | 2997.3162 | 2997.3162 | 2997.3162 | 2997.3162 | 2853.3162 | 2853.3162 | 2853.3162 | 2853.3162 | 2853.3162 | 2853.3162 | 2545.5662
TAS1 | Solar PV | 0 | 0 | 360.8 | 360.8 | 360.8 | 360.8 | 360.8 | 360.8 | 360.8 | 360.8 | 360.8 | 360.8 | 360.8 | 360.8 | 360.8 | 360.8 | 360.8 | 360.8 | 360.8 | 360.8 | 360.8 | 360.8 | 360.8 | 360.8 | 360.8
TAS1 | Grid Battery | 0 | 0 | 0 | 0 | 0 | 0 | 0 | 0 | 0 | 0 | 0 | 0 | 0 | 0 | 0 | 0 | 0 | 0 | 0 | 0 | 0 | 0 | 0 | 0 | 0
TAS1 | PHES | 0 | 0 | 0 | 0 | 0 | 0 | 0 | 0 | 0 | 0 | 0 | 0 | 0 | 0 | 0 | 0 | 0 | 0 | 0 | 0 | 0 | 0 | 0 | 0 | 0
TAS1 | VPP | 5.97 | 9 | 12.69 | 20.26 | 25.73 | 31.8 | 39.13 | 47.25 | 56.33 | 67.3 | 81.19 | 96.51 | 114.63 | 133.55 | 154.5 | 177.22 | 202.39 | 229.35 | 258.38 | 288.77 | 320.5 | 353.92 | 388.98 | 425.67 | 445.09
Total |  | 3364.32 | 3975.4407 | 4656.8575 | 4978.4623 | 5443.5177 | 5569.273 | 5696.2885 | 5824.0938 | 5952.114 | 6082.4368 | 6215.15 | 6350.1554 | 6487.9609 | 6626.5662 | 6527.5162 | 6550.2362 | 6575.4062 | 6602.3662 | 6487.3962 | 6517.7862 | 6549.5162 | 6582.9362 | 6617.9962 | 6654.6862 | 6100.3562
Explicitly modelled pumping
Region | Technology | 2026-27 | 2027-28 | 2028-29 | 2029-30 | 2030-31 | 2031-32 | 2032-33 | 2033-34 | 2034-35 | 2035-36 | 2036-37 | 2037-38 | 2038-39 | 2039-40 | 2040-41 | 2041-42 | 2042-43 | 2043-44 | 2044-45 | 2045-46 | 2046-47 | 2047-48 | 2048-49 | 2049-50 | 2050-51
NEM | Grid Battery Pump | 8150.83 | 12480.84 | 14054.59 | 21727.5899 | 21697.5899 | 21897.5899 | 21897.5899 | 22450.2473 | 23431.9296 | 23431.9296 | 23381.9296 | 23381.9296 | 23276.9295 | 23276.9296 | 23211.9296 | 23688.8486 | 23638.8486 | 23130.7786 | 22499.7192 | 21812.1192 | 22017.662 | 21517.6619 | 22122.0572 | 14372.0574 | 14116.2445
NEM | PHES Pump | 1560 | 1560 | 1560 | 4410 | 4410 | 4410 | 4410 | 4410 | 4410 | 6408 | 6408 | 6408 | 6408 | 6408 | 6408 | 6408 | 6408 | 6408 | 6408 | 6408 | 6408 | 6408 | 6408 | 6408 | 6408
NEM | VPP Pump | 560.72 | 757.83 | 999.79 | 1339.39 | 1679 | 2065.68 | 2515.66 | 3029.12 | 3572.2801 | 4202.17 | 4958.64 | 5808.51 | 6774.04 | 7821.3199 | 8943.3201 | 10148.97 | 11471.57 | 12877.2099 | 14372.24 | 15924.3999 | 17535.5301 | 19218.1903 | 20977.8501 | 22803.0401 | 23763.4101
Region | Technology | 2026-27 | 2027-28 | 2028-29 | 2029-30 | 2030-31 | 2031-32 | 2032-33 | 2033-34 | 2034-35 | 2035-36 | 2036-37 | 2037-38 | 2038-39 | 2039-40 | 2040-41 | 2041-42 | 2042-43 | 2043-44 | 2044-45 | 2045-46 | 2046-47 | 2047-48 | 2048-49 | 2049-50 | 2050-51
NSW1 | Grid Battery Pump | 2533.1 | 3846.12 | 3946.12 | 5216.6326 | 5216.6326 | 5416.6326 | 5416.6326 | 6024.62 | 6024.62 | 6024.62 | 5974.62 | 5974.62 | 5974.6199 | 5974.62 | 5909.62 | 5909.62 | 5909.62 | 5859.62 | 5859.62 | 5832.02 | 5282.02 | 5182.0199 | 5081.6999 | 4011.1874 | 4011.1874
NSW1 | PHES Pump | 840 | 840 | 840 | 3690 | 3690 | 3690 | 3690 | 3690 | 3690 | 3690 | 3690 | 3690 | 3690 | 3690 | 3690 | 3690 | 3690 | 3690 | 3690 | 3690 | 3690 | 3690 | 3690 | 3690 | 3690
NSW1 | VPP Pump | 212.7 | 287.34 | 379.27 | 509.93 | 631.04 | 766.26 | 926.27 | 1103.12 | 1277.59 | 1478.99 | 1734.85 | 2020.5201 | 2347.58 | 2703.21 | 3090.03 | 3504.55 | 3958.09 | 4435.9299 | 4945.2001 | 5471.8899 | 6021.6599 | 6591.1802 | 7184.9099 | 7803.1799 | 8115.0002
Region | Technology | 2026-27 | 2027-28 | 2028-29 | 2029-30 | 2030-31 | 2031-32 | 2032-33 | 2033-34 | 2034-35 | 2035-36 | 2036-37 | 2037-38 | 2038-39 | 2039-40 | 2040-41 | 2041-42 | 2042-43 | 2043-44 | 2044-45 | 2045-46 | 2046-47 | 2047-48 | 2048-49 | 2049-50 | 2050-51
QLD1 | Grid Battery Pump | 2416.86 | 3106.86 | 3506.86 | 5583.9296 | 5583.9296 | 5583.9296 | 5583.9296 | 5583.9296 | 5583.9296 | 5583.9296 | 5583.9296 | 5583.9296 | 5483.9296 | 5483.9296 | 5483.9296 | 6216.451 | 6166.451 | 6166.451 | 5966.451 | 5416.451 | 6721.9938 | 6421.9938 | 7177.5091 | 4954.4395 | 5225.8699
QLD1 | PHES Pump | 720 | 720 | 720 | 720 | 720 | 720 | 720 | 720 | 720 | 2718 | 2718 | 2718 | 2718 | 2718 | 2718 | 2718 | 2718 | 2718 | 2718 | 2718 | 2718 | 2718 | 2718 | 2718 | 2718
QLD1 | VPP Pump | 84.95 | 122.33 | 171.9 | 259.3 | 341.18 | 435.55 | 545.05 | 674.96 | 823.53 | 995.13 | 1191.7 | 1411.11 | 1663.39 | 1937.56 | 2226.8 | 2538.41 | 2879.8699 | 3246.15 | 3635.1001 | 4037.83 | 4453.3701 | 4891.0599 | 5348.5901 | 5818.1001 | 6060.6799
Region | Technology | 2026-27 | 2027-28 | 2028-29 | 2029-30 | 2030-31 | 2031-32 | 2032-33 | 2033-34 | 2034-35 | 2035-36 | 2036-37 | 2037-38 | 2038-39 | 2039-40 | 2040-41 | 2041-42 | 2042-43 | 2043-44 | 2044-45 | 2045-46 | 2046-47 | 2047-48 | 2048-49 | 2049-50 | 2050-51
VIC1 | Grid Battery Pump | 2049.8 | 3753.79 | 4827.54 | 8705.9577 | 8705.9577 | 8705.9577 | 8705.9577 | 8650.6277 | 9657.31 | 9657.31 | 9657.31 | 9657.31 | 9652.31 | 9652.31 | 9652.31 | 9352.31 | 9352.31 | 9152.24 | 8952.24 | 8852.24 | 8362.24 | 8262.24 | 8262.24 | 4363.8223 | 3763.8223
VIC1 | PHES Pump | 0 | 0 | 0 | 0 | 0 | 0 | 0 | 0 | 0 | 0 | 0 | 0 | 0 | 0 | 0 | 0 | 0 | 0 | 0 | 0 | 0 | 0 | 0 | 0 | 0
VIC1 | VPP Pump | 114.06 | 160.28 | 216.5 | 316.69 | 408.63 | 514.71 | 637.19 | 779.41 | 931.3 | 1109.92 | 1323.13 | 1566.32 | 1838.15 | 2136.81 | 2453.29 | 2794.92 | 3172.3 | 3574.4799 | 4004.3799 | 4454.77 | 4925.0601 | 5419.1702 | 5938.1101 | 6482.0601 | 6787.1199
Region | Technology | 2026-27 | 2027-28 | 2028-29 | 2029-30 | 2030-31 | 2031-32 | 2032-33 | 2033-34 | 2034-35 | 2035-36 | 2036-37 | 2037-38 | 2038-39 | 2039-40 | 2040-41 | 2041-42 | 2042-43 | 2043-44 | 2044-45 | 2045-46 | 2046-47 | 2047-48 | 2048-49 | 2049-50 | 2050-51
SA1 | Grid Battery Pump | 1151.07 | 1774.07 | 1774.07 | 2221.07 | 2191.07 | 2191.07 | 2191.07 | 2191.07 | 2166.07 | 2166.07 | 2166.07 | 2166.07 | 2166.07 | 2166.07 | 2166.07 | 2210.4676 | 2210.4676 | 1952.4676 | 1721.4082 | 1711.4082 | 1651.4082 | 1651.4082 | 1600.6082 | 1042.6083 | 1115.365
SA1 | PHES Pump | 0 | 0 | 0 | 0 | 0 | 0 | 0 | 0 | 0 | 0 | 0 | 0 | 0 | 0 | 0 | 0 | 0 | 0 | 0 | 0 | 0 | 0 | 0 | 0 | 0
SA1 | VPP Pump | 143.04 | 178.88 | 219.43 | 233.21 | 272.42 | 317.36 | 368.02 | 424.38 | 483.53 | 550.83 | 627.77 | 714.05 | 810.29 | 910.19 | 1018.7 | 1133.87 | 1258.92 | 1391.3 | 1529.18 | 1671.14 | 1814.94 | 1962.86 | 2117.26 | 2274.03 | 2355.52
Region | Technology | 2026-27 | 2027-28 | 2028-29 | 2029-30 | 2030-31 | 2031-32 | 2032-33 | 2033-34 | 2034-35 | 2035-36 | 2036-37 | 2037-38 | 2038-39 | 2039-40 | 2040-41 | 2041-42 | 2042-43 | 2043-44 | 2044-45 | 2045-46 | 2046-47 | 2047-48 | 2048-49 | 2049-50 | 2050-51
TAS1 | Grid Battery Pump | 0 | 0 | 0 | 0 | 0 | 0 | 0 | 0 | 0 | 0 | 0 | 0 | 0 | 0 | 0 | 0 | 0 | 0 | 0 | 0 | 0 | 0 | 0 | 0 | 0
TAS1 | PHES Pump | 0 | 0 | 0 | 0 | 0 | 0 | 0 | 0 | 0 | 0 | 0 | 0 | 0 | 0 | 0 | 0 | 0 | 0 | 0 | 0 | 0 | 0 | 0 | 0 | 0
TAS1 | VPP Pump | 5.97 | 9 | 12.69 | 20.26 | 25.73 | 31.8 | 39.13 | 47.25 | 56.33 | 67.3 | 81.19 | 96.51 | 114.63 | 133.55 | 154.5 | 177.22 | 202.39 | 229.35 | 258.38 | 288.77 | 320.5 | 353.92 | 388.98 | 425.67 | 445.09

## ML1_REZ Generation
Annual sent-out generation by REZ (GWh) - ML1, Step Change Scenario
The REZ generation includes generation from the existing, committed and anticipated renewables mapped to the relevant REZs. Does not include generation from renewables not in a REZ.
Non-scheduled generation including Distributed PV is not shown.
Region | REZ | REZ Name | Technology | 2026-27 | 2027-28 | 2028-29 | 2029-30 | 2030-31 | 2031-32 | 2032-33 | 2033-34 | 2034-35 | 2035-36 | 2036-37 | 2037-38 | 2038-39 | 2039-40 | 2040-41 | 2041-42 | 2042-43 | 2043-44 | 2044-45 | 2045-46 | 2046-47 | 2047-48 | 2048-49 | 2049-50 | 2050-51
QLD | Q1 | Far North QLD | Solar | 0 | 4.9008e-07 | 9.8383e-07 | 1.2344e-06 | 1.1883e-06 | 1.243e-06 | 1.2793e-06 | 1.1874e-06 | 1.117e-06 | 1.1526e-06 | 1.1294e-06 | 1.0848e-06 | 1.1641e-06 | 1.1586e-06 | 1.137e-06 | 1.1558e-06 | 1.1051e-06 | 1.0455e-06 | 1.0426e-06 | 1.0237e-06 | 9.8943e-07 | 1.0712e-06 | 1.0991e-06 | 1.0866e-06 | 1.12e-06
QLD | Q2 | North Qld Clean Energy Hub | Solar | 221.3787 | 184.3606 | 183.2754 | 224.3172 | 221.2322 | 226.2138 | 228.8791 | 223.2008 | 228.7072 | 242.7941 | 244.2814 | 92.1546 | 95.0165 | 96.7401 | 99.8364 | 100.7666 | 98.6703 | 97.2371 | 101.2094 | 103.6419 | 50.5001 | 52.362 | 1.1132e-06 | 1.1411e-06 | 1.1206e-06
QLD | Q3 | Northern Qld | Solar | 1176.8138 | 1549.3645 | 1833.1109 | 2320.6404 | 2376.2289 | 2368.4594 | 2451.5743 | 2358.2504 | 2310.5878 | 2417.3639 | 2340.0407 | 3675.6152 | 3865.5397 | 3857.5486 | 3780.9883 | 4020.6813 | 3987.304 | 3439.4174 | 3450.9071 | 3356.3421 | 4656.9777 | 4431.0032 | 4755.1398 | 4711.9134 | 5042.3754
QLD | Q4 | Isaac | Solar | 1629.3069 | 1426.2197 | 1347.1478 | 1679.7051 | 1684.5236 | 1728.6839 | 1759.7755 | 1697.8843 | 1666.9061 | 1812.3836 | 1780.7448 | 1534.6168 | 1711.735 | 1748.2821 | 1781.9182 | 1835.7584 | 1769.0579 | 1704.8066 | 1697.3867 | 1669.1981 | 1438.2743 | 1606.8738 | 433.5519 | 59.4986 | 3.536e-05
QLD | Q5 | Barcaldine | Solar | 32.9446 | 30.2518 | 29.6211 | 37.2871 | 36.8153 | 37.6997 | 37.5732 | 36.5471 | 37.2684 | 41.354 | 42.2071 | 37.7528 | 38.8554 | 39.691 | 40.9249 | 41.5074 | 40.4324 | 7.5873e-05 | 9.3246e-05 | 9.5741e-05 | 8.6985e-05 | 8.9122e-05 | 0.0013446 | 0.0013976 | 0.0013774
QLD | Q6 | Fitzroy | Solar | 221.0761 | 196.7083 | 171.8297 | 1196.7159 | 1035.3877 | 1144.0631 | 1041.1553 | 1031.6681 | 1161.7325 | 1372.4473 | 1408.3099 | 4704.4901 | 4603.0374 | 4136.6164 | 4468.1743 | 4582.6279 | 4993.8868 | 5764.8497 | 5546.7258 | 5656.3241 | 5908.2535 | 5793.0564 | 5174.7755 | 5653.34 | 6302.5353
QLD | Q7 | Wide Bay | Solar | 931.6948 | 1045.6141 | 1151.0308 | 1904.6513 | 1847.566 | 1961.1945 | 1890.8835 | 1904.4255 | 1966.9005 | 2088.9991 | 2101.1004 | 1811.0973 | 1947.2241 | 1945.0075 | 2057.5907 | 2037.6535 | 2057.1477 | 2026.9264 | 2046.1886 | 2047.2638 | 1775.9746 | 1926.8434 | 1941.9759 | 1798.967 | 1806.7165
QLD | Q8 | Darling Downs | Solar | 2873.5509 | 3972.5745 | 3673.1939 | 4319.8691 | 4443.099 | 4744.6342 | 4558.8739 | 4424.1967 | 4422.3192 | 4705.9841 | 4738.8722 | 6270.9206 | 6367.1159 | 6330.2893 | 9653.8342 | 9644.1736 | 10355.0482 | 12036.6624 | 12126.6451 | 12306.1418 | 11775.2262 | 11119.3114 | 10263.94 | 10904.8807 | 11785.7728
QLD | Q9 | Banana | Solar | 0 | 4.5538e-07 | 6.7468e-07 | 3.6836e-06 | 3.3334e-06 | 3.5272e-06 | 3.3293e-06 | 3.2778e-06 | 3.2642e-06 | 5.1633e-06 | 7.0208e-06 | 1.539e-05 | 1.5866e-05 | 1.4975e-05 | 4.3091e-05 | 4.0453e-05 | 6.0529e-05 | 0.00051086 | 0.00049165 | 0.00050044 | 5745.635 | 5361.7993 | 6119.6187 | 6734.228 | 7513.0005
NSW | N1 | North West NSW | Solar | 437.7402 | 346.6995 | 320.9739 | 397.6069 | 418.2713 | 423.6494 | 413.6984 | 418.5508 | 401.0769 | 451.3312 | 452.5079 | 389.958 | 404.4409 | 426.7379 | 466.8564 | 457.071 | 493.2899 | 487.7315 | 529.6213 | 530.5126 | 330.9312 | 417.5536 | 440.0889 | 446.6298 | 455.2658
NSW | N2 | New England | Solar | 1175.7812 | 1082.7942 | 949.756 | 8327.9551 | 8157.5894 | 8026.979 | 9016.4692 | 9694.8292 | 9701.1214 | 11340.92 | 11233.3954 | 9830.5469 | 9489.3028 | 9720.5184 | 10327.4812 | 9788.561 | 10233.2725 | 9991.5286 | 11087.1481 | 11041.6764 | 9475.9512 | 9014.8752 | 9245.194 | 9378.9132 | 10254.7045
NSW | N3 | Central-West Orana | Solar | 2039.1329 | 2609.0934 | 3219.2829 | 3635.5659 | 3843.9502 | 3901.5194 | 3874.7143 | 3772.9277 | 3688.6952 | 3985.341 | 3979.4909 | 3580.1516 | 3651.6188 | 3877.2252 | 3954.5588 | 3931.7433 | 3582.6546 | 6833.263 | 7321.0944 | 7337.9601 | 6575.218 | 6813.0574 | 6979.3949 | 6388.8983 | 6837.6301
NSW | N4 | Broken Hill | Solar | 95.4356 | 100.3243 | 99.9355 | 121.8531 | 120.2559 | 120.5255 | 120.9755 | 117.4269 | 119.0031 | 129.6295 | 131.1171 | 121.3887 | 124.3613 | 123.522 | 125.8165 | 126.8314 | 122.4303 | 264.0193 | 273.7616 | 287.1907 | 259.1507 | 244.2116 | 227.2477 | 228.3024 | 265.5234
NSW | N5 | South West NSW | Solar | 2560.5986 | 3258.1938 | 3211.7546 | 3675.3968 | 3713.2273 | 3665.9607 | 3790.1869 | 3663.8398 | 3499.6535 | 3812.2187 | 3806.0039 | 3582.2625 | 3694.4587 | 3752.8632 | 3732.1224 | 3858.928 | 3719.416 | 3211.3007 | 3448.9195 | 3443.4482 | 3019.0559 | 3113.8188 | 3186.5966 | 2193.8054 | 1602.5061
NSW | N6 | Wagga Wagga | Solar | 1357.7358 | 1327.6101 | 1234.9091 | 1468.1772 | 1525.8251 | 1469.0046 | 1539.2327 | 1521.4507 | 1463.0474 | 1567.8807 | 1580.2591 | 1394.7621 | 1475.5587 | 1534.2407 | 1495.8424 | 1564.8285 | 1540.9963 | 1492.4642 | 1573.9919 | 1583.2218 | 4632.9573 | 4489.5847 | 4388.4276 | 4181.151 | 4444.4298
NSW | N7 | Tumut | Solar | 0 | 0 | 0 | 0 | 0 | 0 | 0 | 0 | 0 | 0 | 0 | 0 | 0 | 0 | 0 | 0 | 0 | 0 | 0 | 0 | 0 | 0 | 0 | 0 | 0
NSW | N8 | Cooma-Monaro | Solar | 0 | 0 | 0 | 0 | 0 | 0 | 0 | 0 | 0 | 0 | 0 | 0 | 0 | 0 | 0 | 0 | 0 | 0 | 0 | 0 | 0 | 0 | 0 | 0 | 0
NSW | N9 | Hunter-Central Coast | Solar | 0 | 0 | 0 | 0 | 0 | 0 | 0 | 0 | 0 | 0 | 0 | 0 | 0 | 0 | 0 | 0 | 0 | 0 | 0 | 0 | 0 | 0 | 0 | 0 | 0
VIC | V1 | North West VIC | Solar | 1187.6378 | 1141.9787 | 1138.9939 | 1975.6033 | 2105.3858 | 2084.0886 | 2168.4174 | 2114.8307 | 4367.4032 | 4712.9195 | 4853.8861 | 4598.3937 | 4596.291 | 4352.7287 | 4412.5623 | 4537.9692 | 4452.0436 | 4444.1292 | 4777.1093 | 4867.2781 | 4447.1316 | 4423.6163 | 4031.9388 | 3152.5596 | 3026.62
VIC | V2 | Central Highlands VIC | Solar | 0 | 199.7322 | 195.2728 | 237.2055 | 239.1449 | 231.5281 | 245.6663 | 244.565 | 240.2908 | 255.5107 | 253.6429 | 235.1158 | 243.1044 | 242.6394 | 238.236 | 252.5545 | 253.0167 | 247.0419 | 258.1146 | 256.3615 | 235.4391 | 243.8993 | 247.7109 | 242.0915 | 254.2064
VIC | V3 | Wimmera Grampians | Solar | 0 | 0 | 0 | 0 | 0 | 0 | 0 | 0 | 0 | 0 | 0 | 0 | 0 | 0 | 0 | 0 | 0 | 0 | 0 | 0 | 0 | 0 | 0 | 0 | 0
VIC | V4 | Wimmera Southern Mallee | Solar | 0 | 0 | 0 | 0 | 0 | 0 | 0 | 0 | 0 | 0 | 0 | 0 | 0 | 0 | 0 | 0 | 0 | 0 | 0 | 0 | 0 | 0 | 0 | 0 | 0
VIC | V5 | South West VIC | Solar | 667.8863 | 1794.4434 | 1628.9227 | 1834.9038 | 1756.1979 | 1965.5007 | 1701.0295 | 1752.9932 | 1803.217 | 1908.4504 | 1938.1802 | 1723.4917 | 1858.044 | 1776.0015 | 1987.1873 | 1719.9305 | 1766.0013 | 1834.5651 | 1912.6512 | 1945.0579 | 1729.8494 | 1871.2783 | 1783.3506 | 2000.7362 | 1728.742
VIC | V6 | Gippsland Onshore | Solar | 0 | 0 | 0 | 0 | 0 | 0 | 0 | 0 | 0 | 0 | 0 | 0 | 0 | 0 | 0 | 0 | 0 | 0 | 0 | 0 | 0 | 0 | 0 | 0 | 0
VIC | V7 | Central North VIC | Solar | 919.9293 | 1722.3933 | 1777.3322 | 2091.4837 | 2111.197 | 2034.093 | 2185.7767 | 2158.6247 | 2038.5718 | 2159.6184 | 2189.1387 | 2080.6422 | 2145.8418 | 2140.4963 | 2093.1992 | 2222.4762 | 2209.4193 | 2094.0362 | 2025.7374 | 2035.2511 | 1941.6399 | 2007.0141 | 2024.0499 | 1973.0483 | 2083.3844
SA | S1 | South East SA | Solar | 281.9933 | 277.708 | 262.2004 | 328.6898 | 324.7239 | 319.0285 | 328.1594 | 329.7448 | 316.0058 | 333.3878 | 347.6447 | 313.2297 | 337.3857 | 334.2324 | 332.7576 | 279.4159 | 279.702 | 266.3722 | 277.6057 | 287.2683 | 259.9919 | 280.5286 | 279.2098 | 35.2326 | 36.5219
SA | S2 | Riverland | Solar | 43.8496 | 42.9752 | 37.1291 | 47.9838 | 49.809 | 35.5149 | 36.354 | 38.108 | 38.9693 | 39.4341 | 41.9752 | 34.3109 | 37.4514 | 39.321 | 37.904 | 14.7752 | 15.6671 | 15.8569 | 15.9307 | 4.5729e-05 | 4.4275e-05 | 4.4527e-05 | 4.5342e-05 | 4.6023e-05 | 4.6621e-05
SA | S3 | Mid-North SA | Solar | 0 | 5.9006e-07 | 1.0177e-06 | 2.3545e-05 | 2.2853e-05 | 2.2066e-05 | 2.2338e-05 | 2.1534e-05 | 2.0391e-05 | 2.0853e-05 | 2.1562e-05 | 5.7024e-05 | 5.7178e-05 | 5.597e-05 | 5.6199e-05 | 5.9244e-05 | 5.9114e-05 | 1347.4938 | 1430.0437 | 1578.4425 | 1488.497 | 1411.1017 | 1337.4338 | 1443.4727 | 1435.0474
SA | S4 | Yorke Peninsula | Solar | 0 | 0 | 0 | 0 | 0 | 0 | 0 | 0 | 0 | 0 | 0 | 0 | 0 | 0 | 0 | 0 | 0 | 0 | 0 | 0 | 0 | 0 | 0 | 0 | 0
SA | S5 | Northern SA | Solar | 820.0893 | 721.4175 | 708.3189 | 826.5802 | 818.0509 | 829.7099 | 831.8593 | 804.73 | 801.7311 | 831.213 | 861.2208 | 813.433 | 844.4377 | 834.6214 | 853.4116 | 1581.9285 | 1562.6478 | 1985.972 | 1390.8483 | 1500.7384 | 1465.7858 | 1165.0479 | 1128.9644 | 1188.9705 | 1210.1096
SA | S6 | Leigh Creek | Solar | 0 | 0 | 0 | 0 | 0 | 0 | 0 | 0 | 0 | 0 | 0 | 0 | 0 | 0 | 0 | 0 | 0 | 0 | 0 | 0 | 0 | 0 | 0 | 0 | 0
SA | S7 | Roxby Downs | Solar | 0 | 6.6022e-07 | 1.3668e-06 | 890.6248 | 830.2213 | 852.9078 | 797.1265 | 788.876 | 870.728 | 896.4073 | 964.4759 | 1020.7746 | 954.2169 | 931.4882 | 994.035 | 903.0284 | 909.7335 | 990.4277 | 1024.1702 | 1110.819 | 1085.0056 | 993.46 | 950.7731 | 1024.7693 | 1003.1212
SA | S8 | Eastern Eyre Peninsula | Solar | 0 | 5.1934e-07 | 7.9341e-07 | 6.6082e-06 | 6.5206e-06 | 6.2608e-06 | 6.4146e-06 | 6.0681e-06 | 6.0642e-06 | 5.8573e-06 | 6.0821e-06 | 8.632e-06 | 8.8215e-06 | 8.9236e-06 | 9.1568e-06 | 1.2091e-05 | 1.1903e-05 | 1.7185e-05 | 1.5975e-05 | 1.6674e-05 | 1.5447e-05 | 1.5918e-05 | 1.6579e-05 | 1.6473e-05 | 1.6915e-05
SA | S9 | Western Eyre Peninsula | Solar | 0 | 4.8778e-07 | 8.5249e-07 | 3.9192e-06 | 3.7525e-06 | 3.5921e-06 | 3.6596e-06 | 3.5119e-06 | 3.4679e-06 | 3.3896e-06 | 3.4874e-06 | 5.6873e-06 | 5.6727e-06 | 6.1603e-06 | 6.5809e-06 | 9.1801e-06 | 1.0708e-05 | 1.3558e-05 | 1.2459e-05 | 1.2858e-05 | 1.2577e-05 | 1.2565e-05 | 1.3105e-05 | 1.2958e-05 | 1.3262e-05
TAS | T1 | North East Tasmania | Solar | 0 | 4.9178e-07 | 5.5505e-07 | 9.735e-07 | 1.1695e-06 | 1.3817e-06 | 1.4411e-06 | 1.3773e-06 | 1.2652e-06 | 1.2582e-06 | 1.2327e-06 | 1.3053e-06 | 1.4385e-06 | 1.5569e-06 | 1.6547e-06 | 1.7721e-06 | 1.8469e-06 | 2.0973e-06 | 2.0972e-06 | 2.0335e-06 | 2.2903e-06 | 2.3809e-06 | 3.0084e-06 | 2.8519e-06 | 2.9577e-06
TAS | T2 | North West Tasmania | Solar | 0 | 7.9571e-07 | 1.5542e-06 | 4.6361e-06 | 4.9705e-06 | 4.5504e-06 | 4.7954e-06 | 4.6442e-06 | 4.2399e-06 | 6.3652e-06 | 6.2514e-06 | 8.4074e-06 | 1.2411e-05 | 1.6282e-05 | 1.5481e-05 | 1.5957e-05 | 1.5978e-05 | 1.5217e-05 | 1.5017e-05 | 1.4543e-05 | 1.4795e-05 | 1.4679e-05 | 1.5193e-05 | 1.4228e-05 | 1.4815e-05
TAS | T3 | Central Highlands | Solar | 0 | 739.8829 | 831.7037 | 875.2945 | 894.3141 | 877.8997 | 919.188 | 906.6319 | 892.7046 | 918.0043 | 914.5522 | 881.6721 | 881.0693 | 895.2894 | 876.0698 | 916.0632 | 903.9967 | 889.2552 | 924.0021 | 915.5117 | 872.356 | 875.0999 | 891.3617 | 873.5337 | 905.2714
Region | REZ | REZ Name | Technology | 2026-27 | 2027-28 | 2028-29 | 2029-30 | 2030-31 | 2031-32 | 2032-33 | 2033-34 | 2034-35 | 2035-36 | 2036-37 | 2037-38 | 2038-39 | 2039-40 | 2040-41 | 2041-42 | 2042-43 | 2043-44 | 2044-45 | 2045-46 | 2046-47 | 2047-48 | 2048-49 | 2049-50 | 2050-51
QLD | Q1 | Far North QLD | Wind | 864.6039 | 853.8844 | 771.4263 | 2369.7541 | 2473.6 | 2785.2762 | 2925.3235 | 2327.5264 | 2516.9677 | 2776.8466 | 2811.0235 | 2396.2409 | 2482.4619 | 2569.1501 | 2667.4716 | 2846.5344 | 2307.2233 | 1941.2316 | 1990.0951 | 1984.2111 | 1781.9288 | 1859.1625 | 1520.6667 | 1578.9531 | 1732.2643
QLD | Q2 | North Qld Clean Energy Hub | Wind | 134.8225 | 130.3001 | 120.4442 | 124.8691 | 134.243 | 133.9523 | 135.4477 | 123.0957 | 127.4098 | 138.6304 | 142.8885 | 128.0918 | 126.3808 | 137.2138 | 136.4219 | 139.1226 | 127.2482 | 129.0427 | 138.8115 | 143.4731 | 128.3245 | 126.924 | 138.3775 | 137.103 | 139.7759
QLD | Q3 | Northern Qld | Wind | 0 | 0 | 0 | 0 | 0 | 0 | 0 | 0 | 0 | 0 | 0 | 0 | 0 | 0 | 0 | 0 | 0 | 0 | 0 | 0 | 0 | 0 | 0 | 0 | 0
QLD | Q4 | Isaac | Wind | 0 | 600.6699 | 781.863 | 853.5445 | 856.6031 | 909.1423 | 841.6462 | 810.1458 | 871.5614 | 852.9672 | 967.1461 | 828.8486 | 862.6888 | 874.1593 | 1968.1149 | 1832.7306 | 1786.857 | 1836.2339 | 1731.8491 | 1991.4747 | 1708.8606 | 1737.3452 | 1805.8224 | 1912.359 | 1803.7448
QLD | Q5 | Barcaldine | Wind | 0 | 2.7234e-06 | 3.4833e-06 | 259.6305 | 268.0986 | 274.7594 | 2086.932 | 3169.466 | 5053.5659 | 5475.0821 | 5797.7873 | 5384.3156 | 5028.4988 | 5161.6602 | 4824.6642 | 5178.2077 | 5202.1606 | 5450.377 | 5507.4326 | 5623.4284 | 5032.1151 | 4702.1863 | 4933.8 | 4806.2991 | 5257.166
QLD | Q6 | Fitzroy | Wind | 0 | 516.6409 | 632.5997 | 1603.8594 | 1592.8447 | 1624.846 | 1702.098 | 1586.6067 | 1732.9496 | 1700.1727 | 3681.7407 | 3174.9101 | 3173.4902 | 3108.1583 | 2934.3987 | 3521.5343 | 3340.5043 | 4436.4882 | 5988.7748 | 6715.523 | 7790.9029 | 7713.3465 | 7344.1016 | 7187.2779 | 7922.1698
QLD | Q7 | Wide Bay | Wind | 0 | 1.0416e-06 | 1.4969e-06 | 4.1311e-06 | 3.7718e-06 | 3.3328e-06 | 3.6605e-06 | 5.1875e-06 | 5.2552e-06 | 5.2278e-06 | 6.854e-06 | 2.0864e-05 | 2.0512e-05 | 1.911e-05 | 1.7952e-05 | 1.8721e-05 | 2.207e-05 | 2.0959e-05 | 2.0176e-05 | 2.2004e-05 | 282.1892 | 284.4412 | 270.7451 | 253.3071 | 280.7682
QLD | Q8 | Darling Downs | Wind | 4559.0629 | 4816.8511 | 4489.7533 | 8523.5919 | 8843.0205 | 8518.5506 | 8973.211 | 8722.5319 | 8997.8165 | 9300.0159 | 12529.5836 | 12861.1096 | 12615.8595 | 13063.6586 | 12540.8977 | 19056.8494 | 18898.4303 | 19012.572 | 17640.7385 | 18722.3522 | 16197.1949 | 15856.5622 | 16710.5425 | 16373.0934 | 17665.5058
QLD | Q9 | Banana | Wind | 0 | 1.2622e-06 | 1.4514e-06 | 4.2121e-06 | 4.104e-06 | 3.9634e-06 | 4.4114e-06 | 5.9445e-06 | 6.2836e-06 | 5.7208e-06 | 8.9291e-06 | 2.1896e-05 | 2.0288e-05 | 2.0048e-05 | 4.1286e-05 | 4.5407e-05 | 4.5383e-05 | 4.4025e-05 | 3.8981e-05 | 4.5791e-05 | 7.0285e-05 | 6.4566e-05 | 9.4167e-05 | 0.00015034 | 0.0001573
NSW | N1 | North West NSW | Wind | 0 | 0 | 0 | 0 | 0 | 0 | 0 | 0 | 0 | 0 | 0 | 0 | 0 | 0 | 0 | 0 | 0 | 0 | 0 | 0 | 0 | 0 | 0 | 0 | 0
NSW | N2 | New England | Wind | 1154.9956 | 1937.0954 | 1891.3239 | 5856.5954 | 6048.1902 | 5719.05 | 6634.4758 | 6649.558 | 6527.5617 | 6779.8245 | 7110.6256 | 7327.954 | 6127.3276 | 6362.7061 | 6051.3956 | 6323.3101 | 6348.7508 | 5253.6248 | 5241.6092 | 5481.1246 | 5804.3871 | 5076.3366 | 5283.2527 | 5042.7468 | 5391.202
NSW | N3 | Central-West Orana | Wind | 339.6007 | 2190.9434 | 2602.8445 | 4217.842 | 5683.8074 | 5585.7794 | 5624.9684 | 5529.7128 | 5360.1911 | 5880.6963 | 5777.2945 | 8269.4074 | 7773.3728 | 8686.9138 | 8578.1158 | 12902.451 | 13783.3726 | 12936.3788 | 14045.2182 | 13969.1714 | 14255.0768 | 13107.9711 | 13205.7434 | 12870.6146 | 13602.0267
NSW | N4 | Broken Hill | Wind | 682.4985 | 637.1246 | 604.0325 | 772.5257 | 782.3812 | 783.9289 | 752.1597 | 727.0292 | 750.7597 | 813.6983 | 941.0804 | 944.5289 | 976.4529 | 983.1158 | 984.8687 | 948.3697 | 918.8246 | 764.6202 | 837.4271 | 855.2496 | 809.6609 | 820.9792 | 811.1466 | 823.2675 | 805.8093
NSW | N5 | South West NSW | Wind | 0 | 1.904e-06 | 2.3735e-06 | 8.7181e-06 | 63.5001 | 328.8425 | 315.8548 | 322.9 | 318.7069 | 353.6915 | 360.0769 | 319.0696 | 917.753 | 876.0632 | 2769.0784 | 2666.5641 | 4779.0023 | 4580.0815 | 5078.3815 | 6856.1588 | 6002.4179 | 6223.5157 | 5986.9983 | 6045.0843 | 6018.1664
NSW | N6 | Wagga Wagga | Wind | 0 | 1.6298e-06 | 2.3128e-06 | 6.4162e-06 | 6.0334e-06 | 5.8916e-06 | 7.7313e-06 | 8.5464e-06 | 7.5917e-06 | 8.4305e-06 | 1.6951e-05 | 1.6429e-05 | 2.6617e-05 | 2.498e-05 | 4.5484e-05 | 4.4851e-05 | 5.0706e-05 | 4.4997e-05 | 5.2897e-05 | 6.9448e-05 | 6.7041e-05 | 0.0002783 | 0.00027523 | 0.00029387 | 0.00032259
NSW | N7 | Tumut | Wind | 0 | 0 | 0 | 0 | 0 | 0 | 0 | 0 | 0 | 0 | 0 | 0 | 0 | 0 | 0 | 0 | 0 | 0 | 0 | 0 | 0 | 0 | 0 | 0 | 0
NSW | N8 | Cooma-Monaro | Wind | 357.1248 | 325.4602 | 302.7333 | 314.9834 | 337.1348 | 343.3814 | 341.4365 | 332.5949 | 332.8237 | 356.2125 | 645.0244 | 581.8284 | 567.1413 | 597.8411 | 234.1112 | 236.2114 | 264.7908 | 254.0978 | 275.1587 | 274.3121 | 246.5456 | 648.6455 | 674.9854 | 660.2692 | 736.5753
NSW | N9 | Hunter-Central Coast | Wind | 0 | 1.6278e-06 | 3.1934e-06 | 1.3498e-05 | 1.3614e-05 | 1.3541e-05 | 1.4718e-05 | 1.7067e-05 | 1.5706e-05 | 1.6635e-05 | 1.7088e-05 | 954.1996 | 826.3569 | 868.8765 | 876.5586 | 935.7327 | 2283.5348 | 2170.0165 | 2362.255 | 2271.0848 | 2760.1383 | 2425.3139 | 2523.9723 | 2509.1965 | 2769.4328
VIC | V1 | North West VIC | Wind | 0 | 2.0358e-06 | 3.2491e-06 | 458.5517 | 466.8315 | 490.7972 | 483.48 | 1106.4316 | 1003.1278 | 1118.5647 | 1152.7193 | 1039.0885 | 1080.4403 | 1030.082 | 1072.7142 | 1063.1755 | 1052.7291 | 1030.4632 | 1722.4152 | 1761.8833 | 1577.4973 | 2681.5662 | 2597.8902 | 2782.9261 | 2770.5826
VIC | V2 | Central Highlands VIC | Wind | 2503.4487 | 2665.1779 | 2536.4349 | 5415.9725 | 5168.8739 | 5688.4073 | 5054.3285 | 5274.929 | 5472.6229 | 5763.7478 | 5962.9325 | 5527.3956 | 5764.2719 | 5469.7565 | 6049.6765 | 5396.6653 | 5622.188 | 5866.2436 | 4717.8674 | 5069.594 | 4614.9499 | 4825.5191 | 4599.5652 | 4644.7123 | 3981.3078
VIC | V3 | Wimmera Grampians | Wind | 1520.4516 | 1602.2779 | 1554.5977 | 1713.5123 | 1515.8993 | 1635.6171 | 1551.3362 | 1479.7234 | 896.0694 | 947.1712 | 963.978 | 901.6889 | 960.2673 | 923.5006 | 1008.8651 | 948.5364 | 887.403 | 904.6521 | 694.4822 | 710.8091 | 657.6167 | 138.7925 | 136.4329 | 0.00022301 | 0.00021867
VIC | V4 | Wimmera Southern Mallee | Wind | 1404.834 | 1507.0447 | 1409.7895 | 1538.2975 | 1485.1706 | 1526.193 | 1447.1818 | 1438.3189 | 2061.1253 | 2238.1974 | 2265.6709 | 2096.3838 | 2191.6778 | 2085.723 | 2151.9113 | 2043.195 | 3230.5676 | 3324.0831 | 3595.1634 | 4959.0274 | 7575.0088 | 7835.0019 | 7464.1944 | 6943.1341 | 6649.058
VIC | V5 | South West VIC | Wind | 5312.8157 | 5651.8923 | 5157.2572 | 7943.9319 | 7619.5266 | 8495.8599 | 7367.5333 | 7535.0046 | 9904.3839 | 10614.2004 | 10671.6152 | 9526.6505 | 9622.3109 | 9229.1457 | 9860.8225 | 8537.7795 | 8724.4453 | 9444.4199 | 9980.9017 | 7343.7525 | 7427.8676 | 7234.0451 | 7041.8329 | 7878.0983 | 6837.0293
VIC | V6 | Gippsland Onshore | Wind | 0 | 0 | 0 | 0 | 0 | 0 | 0 | 0 | 0 | 0 | 0 | 0 | 0 | 0 | 0 | 0 | 0 | 0 | 0 | 0 | 0 | 0 | 0 | 0 | 0
VIC | V7 | Central North VIC | Wind | 0 | 1.9061e-06 | 2.7851e-06 | 2.0589e-05 | 1.9706e-05 | 1.9739e-05 | 2.1009e-05 | 3.6085e-05 | 3.1216e-05 | 3.3624e-05 | 3.458e-05 | 3.0838e-05 | 3.1841e-05 | 2.8555e-05 | 3.0393e-05 | 4.0047e-05 | 7.4608e-05 | 6.8912e-05 | 7.0538e-05 | 7.3726e-05 | 6.8218e-05 | 7.0518e-05 | 6.6519e-05 | 7.0399e-05 | 7.3663e-05
SA | S1 | South East SA | Wind | 783.5503 | 745.8191 | 664.2929 | 750.7363 | 717.2334 | 821.3332 | 733.7794 | 715.0786 | 723.7362 | 491.5278 | 506.9464 | 1122.0719 | 1211.9733 | 1162.1576 | 1243.3843 | 1159.7198 | 1257.8451 | 1201.7031 | 1269.4122 | 1301.9813 | 1244.824 | 1295.791 | 1252.0774 | 1377.3594 | 1285.523
SA | S2 | Riverland | Wind | 0 | 1.52e-06 | 1.9299e-06 | 5.9253e-06 | 5.7131e-06 | 5.4369e-06 | 5.4379e-06 | 7.3912e-06 | 6.2144e-06 | 7.1253e-06 | 1.01e-05 | 9.738e-06 | 1.1148e-05 | 1.0992e-05 | 1.1238e-05 | 1.4026e-05 | 2.1095e-05 | 1.8445e-05 | 2.1122e-05 | 2.3424e-05 | 3.4224e-05 | 4.5075e-05 | 4.431e-05 | 4.5173e-05 | 4.319e-05
SA | S3 | Mid-North SA | Wind | 4340.3019 | 4302.6184 | 4501.5401 | 5316.6166 | 5319.3049 | 5630.768 | 5234.5897 | 5056.8985 | 4742.0696 | 5205.1826 | 5284.7023 | 7436.1194 | 7603.7999 | 6572.2867 | 7005.3201 | 6643.3743 | 7013.2723 | 5775.1011 | 7848.2452 | 8054.7817 | 7338.1907 | 7487.5932 | 7461.1858 | 7988.3576 | 7382.1061
SA | S4 | Yorke Peninsula | Wind | 226.4801 | 242.0666 | 230.3785 | 248.2608 | 237.2806 | 6.8922e-05 | 6.43e-05 | 6.6426e-05 | 5.7888e-05 | 6.5861e-05 | 6.9644e-05 | 6.7092e-05 | 0.00024329 | 289.6253 | 316.0607 | 281.8358 | 304.3094 | 271.423 | 303.3603 | 318.0374 | 301.0285 | 302.5289 | 291.9325 | 321.2847 | 292.9125
SA | S5 | Northern SA | Wind | 1447.3134 | 1429.374 | 1340.657 | 1428.9977 | 1473.415 | 1423.3297 | 1402.6351 | 1430.0651 | 1378.1102 | 1519.4591 | 1538.2706 | 1405.397 | 1451.9144 | 1492.4004 | 1446.1529 | 1423.8717 | 1448.4673 | 1418.4764 | 1535.7501 | 785.4113 | 1718.8275 | 1749.8317 | 1791.8032 | 1745.5323 | 1711.4734
SA | S6 | Leigh Creek | Wind | 0 | 0 | 0 | 0 | 0 | 0 | 0 | 0 | 0 | 0 | 0 | 0 | 0 | 0 | 0 | 0 | 0 | 0 | 0 | 0 | 0 | 0 | 0 | 0 | 0
SA | S7 | Roxby Downs | Wind | 0 | 0 | 0 | 0 | 0 | 0 | 0 | 0 | 0 | 0 | 0 | 0 | 0 | 0 | 0 | 0 | 0 | 0 | 0 | 0 | 0 | 0 | 0 | 0 | 0
SA | S8 | Eastern Eyre Peninsula | Wind | 358.0923 | 325.7292 | 310.3727 | 334.4032 | 169.735 | 193.3888 | 160.7158 | 162.1666 | 159.1907 | 4.8107e-05 | 4.7997e-05 | 391.9919 | 495.3752 | 461.4857 | 512.8351 | 536.7016 | 560.3523 | 488.0098 | 553.4977 | 579.6456 | 548.0504 | 555.1949 | 516.981 | 575.5402 | 523.5296
SA | S9 | Western Eyre Peninsula | Wind | 0 | 1.8771e-06 | 2.8853e-06 | 1.0549e-05 | 1.024e-05 | 1.02e-05 | 1.0176e-05 | 1.0393e-05 | 8.8978e-06 | 1.2811e-05 | 1.3086e-05 | 1.4192e-05 | 1.4425e-05 | 1.9028e-05 | 2.0715e-05 | 3.7443e-05 | 4.0649e-05 | 3.5404e-05 | 3.9585e-05 | 4.0872e-05 | 4.0704e-05 | 3.9633e-05 | 3.9105e-05 | 4.1934e-05 | 3.9905e-05
TAS | T1 | North East Tasmania | Wind | 573.8762 | 582.2849 | 937.0412 | 1233.7612 | 1172.2982 | 1287.7907 | 1197.1704 | 1185.8945 | 1231.2626 | 1190.3532 | 1236.089 | 1181.2269 | 1162.1047 | 1074.3539 | 1180.2812 | 1103.1683 | 1121.3552 | 1196.9592 | 1156.7469 | 1209.4193 | 1156.7838 | 1138.0297 | 1059.5488 | 1185.3109 | 622.7119
TAS | T2 | North West Tasmania | Wind | 692.1775 | 668.5164 | 651.6776 | 921.1028 | 1817.4139 | 2564.2445 | 2677.7456 | 3074.4356 | 3210.3992 | 3658.7454 | 3797.806 | 3829.976 | 4021.9725 | 3877.7182 | 4202.9525 | 3860.4402 | 4010.7652 | 3967.9089 | 4211.183 | 4152.0429 | 4063.9036 | 4067.4928 | 3828.7925 | 4197.7305 | 3796.4184
TAS | T3 | Central Highlands | Wind | 2954.8395 | 5216.7774 | 5526.7586 | 8753.466 | 8303.5231 | 8935.2898 | 8151.9271 | 8426.2593 | 8789.4724 | 8960.8884 | 9423.1365 | 8784.8477 | 9120.7667 | 8433.2947 | 9075.7121 | 8322.1437 | 8717.8466 | 9098.7483 | 7531.5157 | 8092.6633 | 7505.3723 | 7784.7206 | 7225.1695 | 7373.2028 | 6774.4236
Region | REZ | REZ Name | Technology | 2026-27 | 2027-28 | 2028-29 | 2029-30 | 2030-31 | 2031-32 | 2032-33 | 2033-34 | 2034-35 | 2035-36 | 2036-37 | 2037-38 | 2038-39 | 2039-40 | 2040-41 | 2041-42 | 2042-43 | 2043-44 | 2044-45 | 2045-46 | 2046-47 | 2047-48 | 2048-49 | 2049-50 | 2050-51
NSW | O1 | Hunter Coast | Offshore Wind | 0 | 2.4514e-07 | 3.4701e-07 | 5.9342e-07 | 5.9378e-07 | 6.1211e-07 | 8.6409e-07 | 8.9421e-07 | 8.5391e-07 | 8.8628e-07 | 8.644e-07 | 1.0661e-06 | 8.7726e-07 | 1.3611e-06 | 1.2494e-06 | 1.8208e-06 | 2.0346e-06 | 1.9753e-06 | 2.236e-06 | 2.2427e-06 | 3.7504e-06 | 3.0333e-06 | 3.4393e-06 | 3.066e-06 | 3.3195e-06
NSW | O2 | Illawarra Coast | Offshore Wind | 0 | 2.2959e-07 | 3.066e-07 | 5.866e-07 | 5.8186e-07 | 6.3079e-07 | 8.3749e-07 | 7.9903e-07 | 7.7523e-07 | 8.0214e-07 | 8.0503e-07 | 9.7962e-07 | 8.7175e-07 | 1.3903e-06 | 1.3147e-06 | 1.827e-06 | 1.8201e-06 | 1.8136e-06 | 2.0186e-06 | 2.0719e-06 | 3.4692e-06 | 3.0499e-06 | 3.5397e-06 | 3.2701e-06 | 3.4835e-06
VIC | O3 | Gippsland Coast | Offshore Wind | 0 | 1.0309e-06 | 1.4e-05 | 2408.2983 | 2331.1133 | 4203.7188 | 6032.834 | 8499.831 | 11922.7705 | 13615.062 | 15429.135 | 15719.715 | 16796.732 | 15832.247 | 17030.297 | 16013.616 | 16517.215 | 15914.314 | 16809.525 | 17073.293 | 16068.711 | 15963.985 | 15239.206 | 16435.959 | 15907.452
TAS | O4 | North West Tasmania Coast | Offshore Wind | 0 | 2.187e-06 | 2.2586e-06 | 2.5589e-06 | 2.4995e-06 | 2.7411e-06 | 2.7616e-06 | 2.722e-06 | 2.4171e-06 | 2.4775e-06 | 2.473e-06 | 2.3899e-06 | 2.3684e-06 | 4.2851e-06 | 4.5706e-06 | 4.2359e-06 | 4.3952e-06 | 4.483e-06 | 4.4811e-06 | 4.4167e-06 | 4.278e-06 | 4.1469e-06 | 4.1423e-06 | 4.3455e-06 | 4.172e-06
VIC | O5 | Southern Ocean | Offshore Wind | 0 | 1.0649e-06 | 1534.9369 | 2618.2935 | 2534.2344 | 2695.289 | 2496.706 | 2597.657 | 2349.043 | 2507.498 | 2523.9004 | 2396.841 | 3107.8665 | 5447.8553 | 5834.3604 | 5292.9175 | 5583.396 | 5444.9891 | 5524.4369 | 6157.5664 | 5701.8489 | 5903.3725 | 5616.087 | 6175.875 | 5674.5004
SA | O6 | South East SA Coast | Offshore Wind | 0 | 1.075e-06 | 1.4806e-06 | 2.5772e-06 | 2.3724e-06 | 2.5015e-06 | 2.4517e-06 | 2.528e-06 | 2.358e-06 | 2.3711e-06 | 2.4041e-06 | 2.4179e-06 | 2.6575e-06 | 2.9498e-06 | 3.4732e-06 | 3.4932e-06 | 4.7892e-06 | 5.053e-06 | 4.9242e-06 | 5.348e-06 | 8.3724e-06 | 8.9807e-06 | 8.7882e-06 | 9.2382e-06 | 8.6051e-06

## ML1_REZ Capacity
Installed capacity by REZ (MW) - ML1, Step Change Scenario
Capacity calculated on 1 July. In early study years some wind and solar projects enter later in the financial year and are therefore reflected in the following financial year's capacity. REZ capacity includes capacity from the existing, committed and anticipated renewables mapped to the relevant REZs. Does not include capacity from renewables not in a REZ.
Non-scheduled generation including Distributed PV is not shown.
Region | REZ | REZ Name | Technology | 2026-27 | 2027-28 | 2028-29 | 2029-30 | 2030-31 | 2031-32 | 2032-33 | 2033-34 | 2034-35 | 2035-36 | 2036-37 | 2037-38 | 2038-39 | 2039-40 | 2040-41 | 2041-42 | 2042-43 | 2043-44 | 2044-45 | 2045-46 | 2046-47 | 2047-48 | 2048-49 | 2049-50 | 2050-51
QLD | Q1 | Far North QLD | Solar | 0 | 0 | 0 | 0 | 0 | 0 | 0 | 0 | 0 | 0 | 0 | 0 | 0 | 0 | 0 | 0 | 0 | 0 | 0 | 0 | 0 | 0 | 0 | 0 | 0
QLD | Q2 | North Qld Clean Energy Hub | Solar | 83 | 83 | 83 | 83 | 83 | 83 | 83 | 83 | 83 | 83 | 83 | 33 | 33 | 33 | 33 | 33 | 33 | 33 | 33 | 33 | 18 | 18 | 0 | 0 | 0
QLD | Q3 | Northern Qld | Solar | 513.997 | 663.997 | 963.997 | 963.997 | 963.997 | 963.997 | 963.997 | 963.997 | 963.997 | 963.997 | 963.997 | 1813.3813 | 1813.3813 | 1813.3813 | 1813.3813 | 1813.3813 | 1912.7187 | 1814.6412 | 1814.6412 | 1814.6412 | 2576.4839 | 2466.0839 | 2824.0225 | 2824.0225 | 2691.4255
QLD | Q4 | Isaac | Solar | 684.9 | 684.9 | 684.9 | 684.9 | 684.9 | 684.9 | 684.9 | 684.9 | 684.9 | 684.9 | 684.9 | 684.9 | 684.9 | 684.9 | 684.9 | 684.9 | 684.9 | 684.9 | 642.4 | 642.4 | 642.4 | 642.4 | 183.5 | 26 | 0
QLD | Q5 | Barcaldine | Solar | 14 | 14 | 14 | 14 | 14 | 14 | 14 | 14 | 14 | 14 | 14 | 14 | 14 | 14 | 14 | 14 | 14 | 0 | 0 | 0 | 0 | 0 | 0.00081519 | 0.00081519 | 0.0008152
QLD | Q6 | Fitzroy | Solar | 99 | 99 | 99 | 699 | 699 | 699 | 699 | 699 | 699 | 699 | 699 | 2641.7117 | 2641.7117 | 2641.712 | 2730.9172 | 2730.9172 | 2918.7766 | 3479.119 | 3479.119 | 3479.119 | 3479.119 | 3479.119 | 3479.119 | 3479.119 | 3479.119
QLD | Q7 | Wide Bay | Solar | 506.43 | 506.43 | 704.83 | 985.83 | 985.83 | 985.83 | 985.83 | 985.83 | 985.83 | 985.83 | 985.83 | 985.83 | 985.83 | 985.83 | 985.83 | 985.83 | 985.83 | 985.83 | 985.83 | 985.83 | 985.83 | 985.83 | 985.83 | 902.6516 | 902.6516
QLD | Q8 | Darling Downs | Solar | 1314.558 | 1804.158 | 1804.158 | 1804.158 | 1804.158 | 1804.158 | 1804.158 | 1804.158 | 1804.158 | 1804.158 | 1857.3182 | 3067.171 | 3067.171 | 3067.171 | 4992.2098 | 4992.2098 | 5412.105 | 6500.5403 | 6664.427 | 6632.323 | 6578.444 | 6578.444 | 6543.944 | 6488.304 | 6488.304
QLD | Q9 | Banana | Solar | 0 | 0 | 0 | 0 | 0 | 0 | 0 | 0 | 0 | 0 | 0 | 0 | 0 | 0 | 0 | 0 | 0 | 0.00031545 | 0.00031546 | 0.00031548 | 3216.6477 | 3216.6477 | 4239.3774 | 4239.3774 | 4239.3774
NSW | N1 | North West NSW | Solar | 166 | 166 | 166 | 166 | 166 | 166 | 166 | 166 | 166 | 166 | 166 | 166 | 166 | 166 | 184.297 | 184.297 | 210.0289 | 219.1363 | 219.1363 | 219.1363 | 163.1363 | 232.6951 | 232.6951 | 232.6951 | 232.6951
NSW | N2 | New England | Solar | 555 | 555 | 555 | 6260.926 | 6260.926 | 6260.926 | 6260.926 | 6260.926 | 6260.926 | 6260.926 | 6260.926 | 6260.926 | 6260.926 | 6260.926 | 6260.926 | 6260.926 | 6260.926 | 6240.926 | 6240.926 | 6240.926 | 6240.926 | 6240.926 | 6240.926 | 6240.926 | 6240.926
NSW | N3 | Central-West Orana | Solar | 902.095 | 1602.095 | 1602.095 | 1602.095 | 1602.095 | 1602.095 | 1602.095 | 1602.095 | 1602.095 | 1602.095 | 1602.095 | 1602.095 | 1602.095 | 1602.095 | 1602.0953 | 1602.0953 | 1500.0703 | 3565.817 | 3565.817 | 3536.547 | 3536.547 | 3870.8438 | 3820.8435 | 3617.8035 | 3548.0535
NSW | N4 | Broken Hill | Solar | 53 | 53 | 53 | 53 | 53 | 53 | 53 | 53 | 53 | 53 | 53 | 53.0005 | 53.0005 | 53.0005 | 53.0005 | 53.0005 | 53.0005 | 143.2214 | 143.2214 | 143.2214 | 143.2214 | 143.2214 | 143.2214 | 143.2214 | 143.2214
NSW | N5 | South West NSW | Solar | 1440.4 | 1550.4 | 1550.4 | 1550.4 | 1550.4 | 1550.4 | 1550.4 | 1550.4 | 1550.4 | 1550.4 | 1550.4 | 1550.4 | 1550.4 | 1550.4 | 1550.4 | 1550.4 | 1550.4 | 1400.1 | 1400.1 | 1400.1 | 1315.1 | 1315.1 | 1315.1 | 923.94 | 674.96
NSW | N6 | Wagga Wagga | Solar | 663.028 | 663.028 | 663.028 | 663.028 | 663.028 | 663.028 | 663.028 | 663.028 | 663.028 | 663.028 | 663.028 | 663.028 | 663.028 | 663.028 | 663.028 | 663.028 | 663.028 | 663.028 | 663.028 | 663.0293 | 2809.028 | 2809.028 | 2809.028 | 2809.028 | 2616
NSW | N7 | Tumut | Solar | 0 | 0 | 0 | 0 | 0 | 0 | 0 | 0 | 0 | 0 | 0 | 0 | 0 | 0 | 0 | 0 | 0 | 0 | 0 | 0 | 0 | 0 | 0 | 0 | 0
NSW | N8 | Cooma-Monaro | Solar | 0 | 0 | 0 | 0 | 0 | 0 | 0 | 0 | 0 | 0 | 0 | 0 | 0 | 0 | 0 | 0 | 0 | 0 | 0 | 0 | 0 | 0 | 0 | 0 | 0
NSW | N9 | Hunter-Central Coast | Solar | 0 | 0 | 0 | 0 | 0 | 0 | 0 | 0 | 0 | 0 | 0 | 0 | 0 | 0 | 0 | 0 | 0 | 0 | 0 | 0 | 0 | 0 | 0 | 0 | 0
VIC | V1 | North West VIC | Solar | 647.99 | 679.093 | 679.093 | 1039.573 | 1039.573 | 1039.573 | 1039.573 | 1039.573 | 2771.8154 | 2771.8154 | 2771.8154 | 2771.8154 | 2771.8154 | 2771.8154 | 2771.8154 | 2771.8154 | 2771.8154 | 2771.8154 | 2771.8154 | 2740.7124 | 2740.7124 | 2740.7124 | 2582.7324 | 2185.2824 | 2092.7224
VIC | V2 | Central Highlands VIC | Solar | 0 | 125 | 125 | 125 | 125 | 125 | 125 | 125 | 125 | 125 | 125 | 125 | 125 | 125 | 125 | 125 | 125 | 125 | 125 | 125 | 125 | 125 | 125 | 125 | 125
VIC | V3 | Wimmera Grampians | Solar | 0 | 0 | 0 | 0 | 0 | 0 | 0 | 0 | 0 | 0 | 0 | 0 | 0 | 0 | 0 | 0 | 0 | 0 | 0 | 0 | 0 | 0 | 0 | 0 | 0
VIC | V4 | Wimmera Southern Mallee | Solar | 0 | 0 | 0 | 0 | 0 | 0 | 0 | 0 | 0 | 0 | 0 | 0 | 0 | 0 | 0 | 0 | 0 | 0 | 0 | 0 | 0 | 0 | 0 | 0 | 0
VIC | V5 | South West VIC | Solar | 0 | 557.07 | 557.07 | 557.07 | 557.07 | 557.07 | 557.07 | 557.07 | 557.07 | 557.07 | 557.07 | 557.07 | 557.07 | 557.07 | 557.07 | 557.07 | 557.07 | 557.07 | 557.07 | 557.07 | 557.07 | 557.07 | 557.07 | 557.07 | 557.07
VIC | V6 | Gippsland Onshore | Solar | 0 | 0 | 0 | 0 | 0 | 0 | 0 | 0 | 0 | 0 | 0 | 0 | 0 | 0 | 0 | 0 | 0 | 0 | 0 | 0 | 0 | 0 | 0 | 0 | 0
VIC | V7 | Central North VIC | Solar | 528.48 | 1118.94 | 1118.94 | 1118.94 | 1118.94 | 1118.94 | 1118.94 | 1118.94 | 1118.94 | 1118.94 | 1118.94 | 1118.94 | 1118.94 | 1118.94 | 1118.94 | 1118.94 | 1118.94 | 1118.94 | 1008.46 | 1008.46 | 1008.46 | 1008.46 | 1008.46 | 1008.46 | 1008.46
SA | S1 | South East SA | Solar | 155.16 | 155.16 | 155.16 | 155.16 | 155.16 | 155.16 | 155.16 | 155.16 | 155.16 | 155.16 | 155.16 | 155.16 | 155.16 | 155.16 | 155.16 | 124.62 | 124.62 | 124.62 | 124.62 | 124.62 | 124.62 | 124.62 | 124.62 | 16.62 | 16.62
SA | S2 | Riverland | Solar | 25.26 | 25.26 | 25.26 | 25.26 | 25.26 | 19.14 | 19.14 | 19.14 | 19.14 | 19.14 | 19.14 | 19.14 | 19.14 | 19.14 | 19.14 | 7.38 | 7.38 | 7.38 | 7.38 | 0 | 0 | 0 | 0 | 0 | 0
SA | S3 | Mid-North SA | Solar | 0 | 0 | 0 | 0 | 0 | 0 | 0 | 0 | 0 | 0 | 0 | 0 | 0 | 0 | 0 | 0 | 0 | 1135.211 | 1135.211 | 1135.211 | 1135.211 | 1135.211 | 1135.211 | 1135.211 | 1135.211
SA | S4 | Yorke Peninsula | Solar | 0 | 0 | 0 | 0 | 0 | 0 | 0 | 0 | 0 | 0 | 0 | 0 | 0 | 0 | 0 | 0 | 0 | 0 | 0 | 0 | 0 | 0 | 0 | 0 | 0
SA | S5 | Northern SA | Solar | 349.2 | 349.2 | 349.2 | 349.2 | 349.2 | 349.2 | 349.2 | 349.2 | 349.2 | 349.2 | 349.2 | 349.2001 | 349.2001 | 349.2001 | 349.2001 | 903.1769 | 903.1769 | 1236.2066 | 966.2066 | 966.2066 | 966.2066 | 887.0067 | 887.0067 | 887.0067 | 887.0067
SA | S6 | Leigh Creek | Solar | 0 | 0 | 0 | 0 | 0 | 0 | 0 | 0 | 0 | 0 | 0 | 0 | 0 | 0 | 0 | 0 | 0 | 0 | 0 | 0 | 0 | 0 | 0 | 0 | 0
SA | S7 | Roxby Downs | Solar | 0 | 0 | 0 | 565.3645 | 565.3645 | 565.3645 | 565.3645 | 565.3645 | 565.3645 | 565.3645 | 565.3645 | 618.3171 | 618.3171 | 618.3171 | 618.3171 | 618.3171 | 618.3171 | 669.7997 | 669.7997 | 669.7997 | 669.7997 | 669.7997 | 669.7997 | 669.7997 | 669.7997
SA | S8 | Eastern Eyre Peninsula | Solar | 0 | 0 | 0 | 0 | 0 | 0 | 0 | 0 | 0 | 0 | 0 | 0 | 0 | 0 | 0 | 0 | 0 | 0 | 0 | 0 | 0 | 0 | 0 | 0 | 0
SA | S9 | Western Eyre Peninsula | Solar | 0 | 0 | 0 | 0 | 0 | 0 | 0 | 0 | 0 | 0 | 0 | 0 | 0 | 0 | 0 | 0 | 0 | 0 | 0 | 0 | 0 | 0 | 0 | 0 | 0
TAS | T1 | North East Tasmania | Solar | 0 | 0 | 0 | 0 | 0 | 0 | 0 | 0 | 0 | 0 | 0 | 0 | 0 | 0 | 0 | 0 | 0 | 0 | 0 | 0 | 0 | 0 | 0 | 0 | 0
TAS | T2 | North West Tasmania | Solar | 0 | 0 | 0 | 0 | 0 | 0 | 0 | 0 | 0 | 0 | 0 | 0 | 0 | 0 | 0 | 0 | 0 | 0 | 0 | 0 | 0 | 0 | 0 | 0 | 0
TAS | T3 | Central Highlands | Solar | 0 | 125 | 485.8 | 485.8 | 485.8 | 485.8 | 485.8 | 485.8 | 485.8 | 485.8 | 485.8 | 485.8 | 485.8 | 485.8 | 485.8 | 485.8 | 485.8 | 485.8 | 485.8 | 485.8 | 485.8 | 485.8 | 485.8 | 485.8 | 485.8
Region | REZ | REZ Name | Technology | 2026-27 | 2027-28 | 2028-29 | 2029-30 | 2030-31 | 2031-32 | 2032-33 | 2033-34 | 2034-35 | 2035-36 | 2036-37 | 2037-38 | 2038-39 | 2039-40 | 2040-41 | 2041-42 | 2042-43 | 2043-44 | 2044-45 | 2045-46 | 2046-47 | 2047-48 | 2048-49 | 2049-50 | 2050-51
QLD | Q1 | Far North QLD | Wind | 330.318 | 330.318 | 330.318 | 830.318 | 830.318 | 830.318 | 830.318 | 830.318 | 830.318 | 830.318 | 830.318 | 830.318 | 830.318 | 830.318 | 830.318 | 830.318 | 830.318 | 649.8 | 649.8 | 649.8 | 649.8 | 649.8 | 500 | 500 | 500
QLD | Q2 | North Qld Clean Energy Hub | Wind | 43.2 | 43.2 | 43.2 | 43.2 | 43.2 | 43.2 | 43.2 | 43.2 | 43.2 | 43.2 | 43.2 | 43.2 | 43.2 | 43.2 | 43.2 | 43.2 | 43.2 | 43.2 | 43.2 | 43.2 | 43.2 | 43.2 | 43.2 | 43.2 | 43.2
QLD | Q3 | Northern Qld | Wind | 0 | 0 | 0 | 0 | 0 | 0 | 0 | 0 | 0 | 0 | 0 | 0 | 0 | 0 | 0 | 0 | 0 | 0 | 0 | 0 | 0 | 0 | 0 | 0 | 0
QLD | Q4 | Isaac | Wind | 0 | 0 | 285.2 | 285.2 | 285.2 | 285.2 | 285.2 | 285.2 | 285.2 | 285.2 | 285.2 | 285.2 | 285.2 | 285.2 | 685.2 | 685.2 | 685.2 | 685.2 | 685.2 | 685.2 | 685.2 | 685.2 | 685.2 | 685.2 | 685.2
QLD | Q5 | Barcaldine | Wind | 0 | 0 | 0 | 88.9568 | 88.9568 | 88.9568 | 630.7038 | 1000 | 1541.2128 | 1541.2128 | 1553.2959 | 1739.0053 | 1739.0053 | 1739.0053 | 1739.0053 | 1739.0053 | 1763.6481 | 1834.756 | 1834.756 | 1834.756 | 1858.7153 | 1858.7153 | 1858.7153 | 1858.7153 | 1858.7153
QLD | Q6 | Fitzroy | Wind | 0 | 0 | 221.01 | 581.01 | 581.01 | 581.01 | 581.01 | 581.01 | 581.01 | 581.01 | 1121.01 | 1121.01 | 1121.01 | 1121.01 | 1121.01 | 1284.7048 | 1284.7048 | 1775.9865 | 2724.6517 | 2724.6517 | 3506.128 | 3506.128 | 3506.128 | 3506.128 | 3506.128
QLD | Q7 | Wide Bay | Wind | 0 | 0 | 0 | 0 | 0 | 0 | 0 | 0 | 0 | 0 | 0 | 0 | 0 | 0 | 0 | 0 | 0 | 0 | 0 | 0 | 152.2552 | 152.2552 | 152.2552 | 152.2552 | 152.2552
QLD | Q8 | Darling Downs | Wind | 1548.89 | 1548.89 | 1548.89 | 2948.89 | 2948.89 | 2948.89 | 2948.89 | 3033.2616 | 3033.2616 | 3033.2616 | 3826.3989 | 4683.6871 | 4683.6871 | 4683.6871 | 4745.8413 | 6964.0275 | 7148.89 | 7148.89 | 6696 | 6696 | 6696 | 6696 | 6696 | 6696 | 6696
QLD | Q9 | Banana | Wind | 0 | 0 | 0 | 0 | 0 | 0 | 0 | 0 | 0 | 0 | 0 | 0 | 0 | 0 | 0 | 0 | 0 | 0 | 0 | 0 | 0 | 0 | 0 | 0 | 0
NSW | N1 | North West NSW | Wind | 0 | 0 | 0 | 0 | 0 | 0 | 0 | 0 | 0 | 0 | 0 | 0 | 0 | 0 | 0 | 0 | 0 | 0 | 0 | 0 | 0 | 0 | 0 | 0 | 0
NSW | N2 | New England | Wind | 442.48 | 652.48 | 652.48 | 2452.48 | 2452.48 | 2452.48 | 2452.48 | 2452.48 | 2452.48 | 2452.48 | 2452.48 | 2452.48 | 2280 | 2280 | 2280 | 2280 | 2280 | 2010 | 2010 | 2010 | 2010.0022 | 2010.0022 | 2010.0022 | 2010.0022 | 2010.0022
NSW | N3 | Central-West Orana | Wind | 113.19 | 815.19 | 815.19 | 815.19 | 1734.19 | 1734.19 | 1734.19 | 1734.19 | 1734.19 | 1734.19 | 1734.1906 | 2534.1906 | 2534.1906 | 2834.19 | 2834.19 | 4300.4077 | 4786.4785 | 4786.4785 | 4786.4785 | 4786.4785 | 4786.4785 | 4786.4785 | 4786.4785 | 4673.2885 | 4673.2885
NSW | N4 | Broken Hill | Wind | 198.94 | 198.94 | 198.94 | 235.1325 | 235.1325 | 235.1325 | 235.1325 | 235.1325 | 235.1325 | 235.1325 | 275.8239 | 303.3428 | 303.3428 | 303.3428 | 303.3428 | 303.3428 | 303.692 | 263.1579 | 263.5684 | 268.3641 | 277.3171 | 277.3171 | 277.3171 | 277.3171 | 277.3171
NSW | N5 | South West NSW | Wind | 0 | 0 | 0 | 0 | 0 | 100.8 | 100.8 | 100.8 | 100.8 | 100.8 | 100.8 | 100.8 | 306.2252 | 306.2252 | 1021.6437 | 1021.6437 | 1804.8172 | 1804.8172 | 1804.8172 | 2374.334 | 2374.334 | 2374.334 | 2374.334 | 2374.334 | 2374.334
NSW | N6 | Wagga Wagga | Wind | 0 | 0 | 0 | 0 | 0 | 0 | 0 | 0 | 0 | 0 | 0 | 0 | 0 | 0 | 0 | 0 | 0 | 0 | 0 | 0 | 0 | 0.00012738 | 0.00012739 | 0.0001274 | 0.0001274
NSW | N7 | Tumut | Wind | 0 | 0 | 0 | 0 | 0 | 0 | 0 | 0 | 0 | 0 | 0 | 0 | 0 | 0 | 0 | 0 | 0 | 0 | 0 | 0 | 0 | 0 | 0 | 0 | 0
NSW | N8 | Cooma-Monaro | Wind | 113 | 113 | 113 | 113 | 113 | 113 | 113 | 113 | 113 | 113 | 213 | 213 | 213 | 213 | 100 | 100 | 100 | 100 | 100 | 100 | 100 | 300 | 300 | 300 | 300
NSW | N9 | Hunter-Central Coast | Wind | 0 | 0 | 0 | 0 | 0 | 0 | 0 | 0 | 0 | 0 | 0 | 400.0001 | 400.0002 | 400.0002 | 400.0003 | 400.0003 | 1343.5721 | 1343.5721 | 1343.5721 | 1343.5721 | 1599.164 | 1599.164 | 1599.164 | 1599.164 | 1599.164
VIC | V1 | North West VIC | Wind | 0 | 0 | 0 | 165.1133 | 165.1133 | 165.1133 | 165.1133 | 377 | 377.0003 | 377.0003 | 377.0003 | 377.0003 | 377.0003 | 377.0003 | 377.0003 | 377.0003 | 377.0003 | 377.0003 | 571.863 | 571.863 | 571.863 | 959.4241 | 959.4241 | 959.4241 | 959.4241
VIC | V2 | Central Highlands VIC | Wind | 699.9 | 699.9 | 699.9 | 1555.7115 | 1555.7115 | 1555.7115 | 1555.7115 | 1555.7115 | 1675.7248 | 1675.7248 | 1675.7248 | 1675.7248 | 1675.7248 | 1675.7248 | 1675.7248 | 1675.7248 | 1680.5649 | 1785.4836 | 1531.7 | 1589.6537 | 1589.6537 | 1631 | 1631 | 1403 | 1403
VIC | V3 | Wimmera Grampians | Wind | 768.85 | 768.85 | 768.85 | 768.85 | 716.35 | 716.35 | 716.35 | 716.35 | 524.35 | 524.35 | 524.35 | 524.35 | 524.35 | 524.35 | 524.35 | 524.35 | 524.35 | 524.35 | 444.4 | 444.4 | 444.4 | 204.4 | 204.4 | 0 | 0
VIC | V4 | Wimmera Southern Mallee | Wind | 465.75 | 465.75 | 465.75 | 465.75 | 465.75 | 465.75 | 465.75 | 465.75 | 677.881 | 677.881 | 677.881 | 677.881 | 677.881 | 677.881 | 677.881 | 677.881 | 1108.7164 | 1108.7164 | 1108.7164 | 1517.5798 | 2524.6221 | 2573.7 | 2573.7 | 2348 | 2348
VIC | V5 | South West VIC | Wind | 2082.66 | 2082.66 | 2082.66 | 2805.9751 | 2805.9751 | 2805.9751 | 2805.9751 | 2805.9751 | 3702.2252 | 3702.2252 | 3702.2252 | 3635.0252 | 3215.0252 | 3215.0252 | 3033.3252 | 3033.3252 | 3013.8252 | 3137.1081 | 3137.1081 | 2273.5481 | 2470.1 | 2345.6 | 2345.6 | 2345.6 | 2345.6
VIC | V6 | Gippsland Onshore | Wind | 0 | 0 | 0 | 0 | 0 | 0 | 0 | 0 | 0 | 0 | 0 | 0 | 0 | 0 | 0 | 0 | 0 | 0 | 0 | 0 | 0 | 0 | 0 | 0 | 0
VIC | V7 | Central North VIC | Wind | 0 | 0 | 0 | 0 | 0 | 0 | 0 | 0 | 0 | 0 | 0 | 0 | 0 | 0 | 0 | 0 | 0 | 0 | 0 | 0 | 0 | 0 | 0 | 0 | 0
SA | S1 | South East SA | Wind | 324.5 | 324.5 | 324.5 | 324.5 | 324.5 | 324.5 | 324.5 | 324.5 | 324.5 | 198 | 198 | 461.1196 | 441.5581 | 441.5581 | 422.3405 | 439.2607 | 470.8428 | 470.8428 | 470.8428 | 470.8428 | 485.3202 | 485.3202 | 485.3202 | 485.3202 | 485.3202
SA | S2 | Riverland | Wind | 0 | 0 | 0 | 0 | 0 | 0 | 0 | 0 | 0 | 0 | 0 | 0 | 0 | 0 | 0 | 0 | 0 | 0 | 0 | 0 | 0 | 0 | 0 | 0 | 0
SA | S3 | Mid-North SA | Wind | 1343.06 | 1343.06 | 1343.06 | 1687.8954 | 1687.8954 | 1687.8954 | 1687.8954 | 1589.1954 | 1589.1954 | 1517.7954 | 1537.7932 | 2488.16 | 2488.16 | 2161.46 | 2161.46 | 2277.5456 | 2277.5456 | 2063.6856 | 2558.9292 | 2558.9292 | 2558.9292 | 2597.9594 | 2597.9594 | 2597.9594 | 2597.9594
SA | S4 | Yorke Peninsula | Wind | 90.75 | 90.75 | 90.75 | 90.75 | 90.75 | 0 | 0 | 0 | 0 | 0 | 0 | 0 | 0 | 105.2631 | 105.2631 | 105.7401 | 105.7401 | 105.7401 | 105.8397 | 105.8397 | 107.5995 | 107.5995 | 107.5995 | 107.5995 | 107.5995
SA | S5 | Northern SA | Wind | 422.4 | 422.4 | 422.4 | 422.4 | 422.4 | 422.4 | 422.4 | 422.4 | 422.4 | 422.4 | 422.4 | 422.4 | 422.4 | 422.4 | 422.4 | 422.4 | 422.4 | 422.4 | 422.4 | 210 | 579.3416 | 579.3416 | 579.3416 | 579.3416 | 579.3416
SA | S6 | Leigh Creek | Wind | 0 | 0 | 0 | 0 | 0 | 0 | 0 | 0 | 0 | 0 | 0 | 0 | 0 | 0 | 0 | 0 | 0 | 0 | 0 | 0 | 0 | 0 | 0 | 0 | 0
SA | S7 | Roxby Downs | Wind | 0 | 0 | 0 | 0 | 0 | 0 | 0 | 0 | 0 | 0 | 0 | 0 | 0 | 0 | 0 | 0 | 0 | 0 | 0 | 0 | 0 | 0 | 0 | 0 | 0
SA | S8 | Eastern Eyre Peninsula | Wind | 136 | 136 | 136 | 136 | 70 | 70 | 70 | 70 | 70 | 0 | 0 | 136.2408 | 169.7707 | 169.7707 | 169.7707 | 200.5779 | 200.5779 | 200.5779 | 202.2319 | 202.2319 | 203.5835 | 203.5835 | 203.5835 | 203.5835 | 203.5835
SA | S9 | Western Eyre Peninsula | Wind | 0 | 0 | 0 | 0 | 0 | 0 | 0 | 0 | 0 | 0 | 0 | 0 | 0 | 0 | 0 | 0 | 0 | 0 | 0 | 0 | 0 | 0 | 0 | 0 | 0
TAS | T1 | North East Tasmania | Wind | 168 | 168 | 302.0471 | 399.1655 | 399.1655 | 399.1655 | 399.1655 | 399.1655 | 399.1655 | 399.1655 | 399.1655 | 399.1655 | 399.1655 | 399.1655 | 399.1655 | 399.1655 | 399.1655 | 399.1655 | 399.1655 | 399.1655 | 399.1655 | 399.1655 | 399.1655 | 399.1655 | 231.1655
TAS | T2 | North West Tasmania | Wind | 251.35 | 251.35 | 251.35 | 438.7094 | 558.3948 | 678.0802 | 797.7656 | 917.4509 | 997.7976 | 1099.925 | 1174.0945 | 1293.7799 | 1413.4654 | 1533.1507 | 1533.1507 | 1533.1507 | 1533.1507 | 1533.1507 | 1533.1507 | 1533.1507 | 1533.1507 | 1533.1507 | 1533.1507 | 1533.1507 | 1393.4007
TAS | T3 | Central Highlands | Wind | 843.9 | 1430.9907 | 1613.8705 | 2499.2389 | 2499.2389 | 2499.2389 | 2499.2389 | 2499.2389 | 2657.8457 | 2675.0711 | 2719.7248 | 2719.7248 | 2719.7248 | 2719.7248 | 2719.7248 | 2719.7248 | 2724.5649 | 2829.4836 | 2431.7 | 2489.6537 | 2489.6537 | 2531 | 2531 | 2303 | 2303
Region | REZ | REZ Name | Technology | 2026-27 | 2027-28 | 2028-29 | 2029-30 | 2030-31 | 2031-32 | 2032-33 | 2033-34 | 2034-35 | 2035-36 | 2036-37 | 2037-38 | 2038-39 | 2039-40 | 2040-41 | 2041-42 | 2042-43 | 2043-44 | 2044-45 | 2045-46 | 2046-47 | 2047-48 | 2048-49 | 2049-50 | 2050-51
NSW | O1 | Hunter Coast | Offshore Wind | 0 | 0 | 0 | 0 | 0 | 0 | 0 | 0 | 0 | 0 | 0 | 0 | 0 | 0 | 0 | 0 | 0 | 0 | 0 | 0 | 0 | 0 | 0 | 0 | 0
NSW | O2 | Illawarra Coast | Offshore Wind | 0 | 0 | 0 | 0 | 0 | 0 | 0 | 0 | 0 | 0 | 0 | 0 | 0 | 0 | 0 | 0 | 0 | 0 | 0 | 0 | 0 | 0 | 0 | 0 | 0
VIC | O3 | Gippsland Coast | Offshore Wind | 0 | 0 | 0 | 720 | 720 | 1220 | 1887 | 2553 | 3933.0803 | 4220 | 5220 | 6220 | 6988.787 | 6988.787 | 6988.787 | 6988.787 | 6988.787 | 6988.787 | 6988.787 | 6988.787 | 6988.787 | 6988.787 | 6988.787 | 6988.787 | 6988.787
TAS | O4 | North West Tasmania Coast | Offshore Wind | 0 | 0 | 0 | 0 | 0 | 0 | 0 | 0 | 0 | 0 | 0 | 0 | 0 | 0 | 0 | 0 | 0 | 0 | 0 | 0 | 0 | 0 | 0 | 0 | 0
VIC | O5 | Southern Ocean | Offshore Wind | 0 | 0 | 500 | 780 | 780 | 780 | 780 | 780 | 780 | 780 | 780 | 780 | 1011.2131 | 2011.2131 | 2011.2131 | 2011.2131 | 2011.2131 | 2011.2131 | 2011.2131 | 2011.2131 | 2011.2131 | 2011.2131 | 2011.2131 | 2011.2131 | 2011.2131
SA | O6 | South East SA Coast | Offshore Wind | 0 | 0 | 0 | 0 | 0 | 0 | 0 | 0 | 0 | 0 | 0 | 0 | 0 | 0 | 0 | 0 | 0 | 0 | 0 | 0 | 0 | 0 | 0 | 0 | 0

## ML1_VOM Cost
VOM cost by technology ($000s) - ML1, Step Change Scenario
VOM | Real June 2025 dollars discounted to 1 July 2025
Explicitly modelled generation
Region | Technology | 2026-27 | 2027-28 | 2028-29 | 2029-30 | 2030-31 | 2031-32 | 2032-33 | 2033-34 | 2034-35 | 2035-36 | 2036-37 | 2037-38 | 2038-39 | 2039-40 | 2040-41 | 2041-42 | 2042-43 | 2043-44 | 2044-45 | 2045-46 | 2046-47 | 2047-48 | 2048-49 | 2049-50 | 2050-51
NEM | Black Coal | 493378.621 | 415139.9771 | 367905.9538 | 153897.0706 | 144401.8578 | 128358.9348 | 116763.3974 | 106621.7794 | 78027.8075 | 65742.9953 | 51495.8053 | 43693.3226 | 33912.0926 | 31936.9433 | 1311.7092 | 0.0019581 | 0.00032997 | 0.0002508 | 0.00020143 | 0.00013653 | 0.00012742 | 0.00011454 | 9.9556e-05 | 9.6226e-05 | 0.00011798
NEM | Brown Coal | 199046.696 | 165296.4462 | 109920.9822 | 17862.4683 | 6799.1783 | 0.00032116 | 0.00029416 | 0.00026862 | 0.00014324 | 4.8327e-05 | 4.088e-05 | 3.7952e-05 | 3.5956e-05 | 3.3879e-05 | 2.9455e-05 | 2.6395e-05 | 2.3725e-05 | 2.2222e-05 | 1.9659e-05 | 1.5455e-05 | 1.4418e-05 | 0 | 0 | 0 | 0
NEM | CCGT | 53005.9886 | 31347.1673 | 68397.52 | 72414.8135 | 67744.1298 | 55420.1258 | 61023.5585 | 59387.2919 | 52469.1817 | 43800.8863 | 38631.5071 | 36226.2062 | 32312.7485 | 27609.0388 | 27397.7355 | 21667.6181 | 22384.1892 | 17040.8961 | 14546.3413 | 9153.4626 | 7528.0321 | 6160.5187 | 6335.0474 | 5581.9532 | 3539.0829
NEM | Gas - Steam | 2211.0364 | 1821.3141 | 2740.2078 | 3157.8587 | 3511.6635 | 2357.1475 | 2738.0826 | 1860.8369 | 2899.9609 | 1734.7866 | 1685.7663 | 2362.7923 | 1889.6405 | 727.3767 | 686.2133 | 619.6444 | 628.9918 | 539.3882 | 471.8133 | 447.0321 | 452.6841 | 377.512 | 352.0009 | 324.9112 | 0
NEM | OCGT / Diesel | 25066.6478 | 15626.8745 | 27144.6669 | 37848.5702 | 38954.45 | 29283.2802 | 32698.9568 | 23080.9594 | 34271.2717 | 19766.9882 | 23322.3384 | 33869.9378 | 40297.7231 | 42141.2899 | 44730.7711 | 37622.8546 | 26986.8694 | 42290.5002 | 26673.9464 | 28301.238 | 31272.9833 | 29071.8027 | 29575.9829 | 25749.3452 | 30016.6996
NEM | Hydro | 139788.3794 | 104164.272 | 118921.161 | 113264.4266 | 99163.6879 | 88102.4178 | 79737.7414 | 80807.8179 | 79766.8578 | 67317.8929 | 57817.8045 | 67405.5149 | 54256.8655 | 45302.2293 | 41045.6497 | 36096.566 | 38552.816 | 36074.2464 | 30204.3214 | 26046.4821 | 33500.9035 | 25438.5001 | 22534.1219 | 20773.7108 | 19974.0686
NEM | Hydrogen Electrolyser | 24.4661 | 22.4471 | 20.5906 | 94.3277 | 114.4528 | 157.147 | 226.0402 | 319.4077 | 461.5049 | 509.0681 | 547.1781 | 576.6879 | 598.9337 | 614.6061 | 623.889 | 627.1034 | 660.5558 | 663.0159 | 658.573 | 648.1457 | 633.7584 | 616.8805 | 598.1401 | 578.4317 | 558.0266
NEM | Wind | 0 | 182.1723 | 367.6929 | 1922.9476 | 1814.5987 | 1898.5217 | 2024.6813 | 2170.1348 | 2499.2383 | 2524.9497 | 2771.5031 | 2869.9561 | 2801.2991 | 2681.4672 | 2695.3919 | 2802.3658 | 2854.3546 | 2698.908 | 2733.0993 | 2728.13 | 2541.7669 | 2378.6433 | 2182.9454 | 2115.6739 | 1988.6406
NEM | Solar PV | 0 | 1.3949e-06 | 2.1167e-06 | 748.3876 | 667.1932 | 616.609 | 632.8948 | 626.4921 | 726.1373 | 782.4936 | 754.1164 | 961.7218 | 860.1129 | 767.4137 | 859.9656 | 824.2184 | 837.0204 | 1009.6961 | 988.3317 | 946.922 | 1125.3359 | 999.9118 | 919.0622 | 895.8559 | 937.2858
NEM | Grid Battery | 0 | 1.6478e-05 | 1.9945e-05 | 1332.5289 | 1289.9523 | 1153.4987 | 1145.2694 | 1207.9415 | 1097.0492 | 1088.5734 | 998.6834 | 892.8882 | 803.364 | 676.0512 | 591.8806 | 643.1856 | 610.0993 | 530.9531 | 448.6128 | 442.2058 | 575.8875 | 459.295 | 466.33 | 275.7628 | 339.4345
NEM | PHES | 7110.05 | 7719.8341 | 5839.4272 | 4668.868 | 4839.485 | 3811.9609 | 5093.0726 | 3974.0445 | 3084.3804 | 2601.4368 | 2657.0422 | 2615.5203 | 2108.3021 | 1790.2838 | 1686.4217 | 1292.8226 | 1625.289 | 1095.4409 | 1062.7066 | 901.2355 | 1066.8041 | 751.7362 | 620.4724 | 646.1219 | 799.5527
NEM | VPP | 0 | 0 | 0 | 0 | 0 | 0 | 0 | 0 | 0 | 0 | 0 | 0 | 0 | 0 | 0 | 0 | 0 | 0 | 0 | 0 | 0 | 0 | 0 | 0 | 0
Total |  | 919631.8852 | 741320.5047 | 701258.2023 | 407212.2677 | 369300.6493 | 311159.6437 | 302083.6953 | 280056.7064 | 255303.3898 | 205870.0709 | 180681.7449 | 191474.548 | 169841.0821 | 154246.7 | 121629.6275 | 102196.381 | 95140.1858 | 101943.0453 | 77787.7461 | 69614.8541 | 78698.1561 | 66254.8004 | 63584.1032 | 56941.7665 | 58152.7914
Region | Technology | 2026-27 | 2027-28 | 2028-29 | 2029-30 | 2030-31 | 2031-32 | 2032-33 | 2033-34 | 2034-35 | 2035-36 | 2036-37 | 2037-38 | 2038-39 | 2039-40 | 2040-41 | 2041-42 | 2042-43 | 2043-44 | 2044-45 | 2045-46 | 2046-47 | 2047-48 | 2048-49 | 2049-50 | 2050-51
NSW1 | Black Coal | 228964.924 | 185359.9686 | 155517.8614 | 47198.9109 | 45874.9329 | 43748.9008 | 38127.9028 | 27193.613 | 23129.472 | 20027.607 | 15812.0775 | 17502.35 | 10751.5966 | 9188.0676 | 0 | 0 | 0 | 0 | 0 | 0 | 0 | 0 | 0 | 0 | 0
NSW1 | Brown Coal | 0 | 0 | 0 | 0 | 0 | 0 | 0 | 0 | 0 | 0 | 0 | 0 | 0 | 0 | 0 | 0 | 0 | 0 | 0 | 0 | 0 | 0 | 0 | 0 | 0
NSW1 | CCGT | 28319.095 | 16592.5565 | 26134.054 | 27631.39 | 22616.525 | 17408.0085 | 21418.48 | 21319.57 | 16651.913 | 16655.4535 | 15338.607 | 15274.987 | 14129.6195 | 12751.528 | 13096.6925 | 10540.3265 | 10102.945 | 5732.339 | 5350.3415 | 4792.523 | 4901.74 | 3807.6278 | 4099.8118 | 3666.2225 | 3539.0828
NSW1 | Gas - Steam | 0 | 0 | 0 | 0 | 0 | 0 | 0 | 0 | 0 | 0 | 0 | 0 | 0 | 0 | 0 | 0 | 0 | 0 | 0 | 0 | 0 | 0 | 0 | 0 | 0
NSW1 | OCGT / Diesel | 15990.73 | 15443.27 | 19816.7379 | 24829.119 | 24043.8536 | 19925.451 | 19543.4095 | 15241.9041 | 20207.9994 | 12252.2452 | 14212.6375 | 17567.3314 | 21686.6246 | 20725.723 | 23281.8706 | 15993.5833 | 12313.3452 | 22288.6699 | 13951.4795 | 14893.9621 | 16781.7675 | 18763.2951 | 16026.4264 | 16482.2079 | 18907.5184
NSW1 | Hydro | 25530.1891 | 20159.5006 | 27516.6845 | 21417.2541 | 16556.6072 | 15154.0931 | 14538.1998 | 15393.4812 | 14989.5913 | 12545.1288 | 9482.3602 | 13984.4803 | 10295.6215 | 8154.1105 | 7411.0692 | 5956.8202 | 7350.9469 | 7049.464 | 6106.2301 | 4335.5187 | 7307.9307 | 4988.4291 | 4022.0832 | 3796.7499 | 3318.4235
NSW1 | Hydrogen Electrolyser | 0.3215 | 0.29499 | 0.27059 | 0.24824 | 11.0714 | 30.8491 | 59.9841 | 98.1378 | 143.9276 | 163.3573 | 179.1334 | 191.362 | 200.3727 | 206.9334 | 210.6615 | 211.9935 | 228.1558 | 229.5717 | 228.2521 | 225.1442 | 220.9622 | 215.9849 | 210.4556 | 204.7824 | 198.8005
NSW1 | Wind | 0 | 1.1481e-06 | 1.7444e-06 | 312.6832 | 295.1785 | 260.7559 | 296.8394 | 280.1993 | 260.2388 | 248.3168 | 260.5588 | 404.23 | 369.0995 | 378.4546 | 413.1635 | 538.9705 | 643.0121 | 577.072 | 575.5253 | 587.5203 | 550.177 | 489.0257 | 456.2519 | 424.8414 | 424.3281
NSW1 | Solar PV | 0 | 3.3967e-07 | 5.3361e-07 | 544.8391 | 491.0369 | 445.2542 | 481.4627 | 486.3639 | 458.018 | 505.2986 | 467.6389 | 385.8969 | 343.8558 | 326.8599 | 325.6526 | 288.019 | 282.8715 | 365.3574 | 376.9153 | 354.6296 | 367.2169 | 331.6973 | 309.6189 | 285.1363 | 308.7541
NSW1 | Grid Battery | 0 | 3.0668e-06 | 3.4662e-06 | 403.5366 | 382.485 | 336.3218 | 338.1579 | 475.4425 | 423.4192 | 441.4773 | 396.9072 | 342.1184 | 295.6509 | 243.2074 | 214.8574 | 195.1074 | 179.0139 | 150.8942 | 122.2573 | 121.2205 | 124.7911 | 87.7874 | 84.1589 | 33.4167 | 37.2482
NSW1 | PHES | 2586.3465 | 2697.7041 | 2043.3414 | 1421.494 | 1522.8592 | 1060.5477 | 1714.3026 | 1274.5253 | 1071.5835 | 887.5375 | 921.5459 | 749.1524 | 581.4681 | 498.5716 | 458.8638 | 324.0731 | 484.6283 | 238.3323 | 271.183 | 240.8001 | 311.5705 | 137.117 | 145.1831 | 152.7186 | 199.6504
NSW1 | VPP | 0 | 0 | 0 | 0 | 0 | 0 | 0 | 0 | 0 | 0 | 0 | 0 | 0 | 0 | 0 | 0 | 0 | 0 | 0 | 0 | 0 | 0 | 0 | 0 | 0
Total |  | 301391.6061 | 240253.2948 | 231028.9498 | 123759.4751 | 111794.5497 | 98370.1821 | 96518.7388 | 81763.2371 | 77336.1629 | 63726.4222 | 57071.4663 | 66401.9085 | 58653.9093 | 52473.456 | 45412.8313 | 34048.8935 | 31584.9187 | 36631.7006 | 26982.1841 | 25551.3185 | 30566.156 | 28820.9643 | 25353.9898 | 25046.0757 | 26933.8061
Region | Technology | 2026-27 | 2027-28 | 2028-29 | 2029-30 | 2030-31 | 2031-32 | 2032-33 | 2033-34 | 2034-35 | 2035-36 | 2036-37 | 2037-38 | 2038-39 | 2039-40 | 2040-41 | 2041-42 | 2042-43 | 2043-44 | 2044-45 | 2045-46 | 2046-47 | 2047-48 | 2048-49 | 2049-50 | 2050-51
QLD1 | Black Coal | 264413.697 | 229780.0085 | 212388.0924 | 106698.1597 | 98526.9248 | 84610.034 | 78635.4946 | 79428.1664 | 54898.3355 | 45715.3883 | 35683.7278 | 26190.9726 | 23160.496 | 22748.8757 | 1311.7092 | 0.0019581 | 0.00032997 | 0.0002508 | 0.00020143 | 0.00013653 | 0.00012742 | 0.00011454 | 9.9556e-05 | 9.6226e-05 | 0.00011798
QLD1 | Brown Coal | 0 | 0 | 0 | 0 | 0 | 0 | 0 | 0 | 0 | 0 | 0 | 0 | 0 | 0 | 0 | 0 | 0 | 0 | 0 | 0 | 0 | 0 | 0 | 0 | 0
QLD1 | CCGT | 12000.8108 | 7526.5221 | 27424.1749 | 31946.1335 | 31505.2978 | 26945.6743 | 28341.9855 | 26593.8138 | 26152.7327 | 20542.6058 | 16867.1306 | 20951.2191 | 18183.1289 | 14857.5108 | 14301.043 | 11127.2916 | 12281.2441 | 11308.5571 | 9195.9998 | 4360.9396 | 2626.292 | 2352.8908 | 2235.2355 | 1915.7306 | 4.5296e-05
QLD1 | Gas - Steam | 2174.6502 | 1821.3141 | 1888.3521 | 1747.4619 | 1635.1765 | 1451.5238 | 1370.9955 | 1314.4076 | 1166.1731 | 1005.5783 | 1004.4988 | 947.3313 | 811.3994 | 727.3767 | 686.2133 | 619.6444 | 628.9918 | 539.3882 | 471.8133 | 447.0321 | 452.6841 | 377.512 | 352.0009 | 324.9112 | 0
QLD1 | OCGT / Diesel | 3.0039e-05 | 3.7987e-05 | 1055.1086 | 2533.9853 | 4922.0914 | 2942.8427 | 3084.539 | 2476.424 | 6346.0157 | 3323.1865 | 5057.4048 | 8488.0143 | 11314.5265 | 12043.309 | 13024.1775 | 9531.27 | 9216.6625 | 9548.5339 | 6918.2158 | 7377.8208 | 6201.9428 | 5020.5298 | 5311.264 | 2080.7107 | 792.9264
QLD1 | Hydro | 5605.6569 | 5195.3292 | 4918.269 | 4557.7631 | 4244.961 | 3913.0665 | 3573.8946 | 3480.5998 | 3162.9803 | 3042.4764 | 2784.6236 | 824.5892 | 712.4691 | 542.9831 | 594.5146 | 393.4787 | 1.0814 | 7.0599e-08 | 6.9332e-08 | 6.1177e-08 | 5.8016e-08 | 5.292e-08 | 1.0038 | 5.4571e-08 | 1.1043e-07
QLD1 | Hydrogen Electrolyser | 16.5573 | 15.1904 | 13.9341 | 12.7839 | 13.4849 | 15.7388 | 19.9665 | 26.3155 | 61.439 | 64.7961 | 66.6081 | 67.5618 | 68.5702 | 69.4977 | 70.5143 | 71.4319 | 73.4559 | 74.853 | 75.8275 | 76.2394 | 76.4828 | 76.6722 | 76.4006 | 75.6527 | 74.4739
QLD1 | Wind | 0 | 1.4229e-06 | 1.7175e-06 | 517.6567 | 490.2733 | 454.7995 | 563.847 | 570.8521 | 660.3539 | 659.8111 | 851.9124 | 782.814 | 715.2703 | 677.6875 | 635.7321 | 839.2336 | 776.3632 | 768.17 | 759.1527 | 750.1304 | 664.4356 | 607.1073 | 579.1982 | 530.0754 | 541.1494
QLD1 | Solar PV | 0 | 3.6297e-07 | 5.285e-07 | 102.1782 | 80.1512 | 80.8717 | 68.8892 | 63.5259 | 67.613 | 75.9289 | 90.0501 | 395.8018 | 353.1312 | 298.2513 | 397.0205 | 384.4508 | 412.986 | 456.8406 | 425.0091 | 405.8129 | 594.2886 | 523.0969 | 477.5765 | 481.967 | 506.225
QLD1 | Grid Battery | 0 | 3.2402e-06 | 3.7062e-06 | 426.9981 | 399.8611 | 379.8842 | 358.5238 | 330.4137 | 298.0513 | 287.1136 | 260.4826 | 243.0112 | 231.1176 | 205.0044 | 188.8227 | 265.0175 | 250.1304 | 227.7619 | 193.5949 | 180.9091 | 318.4538 | 273.7789 | 291.3394 | 230.5875 | 283.4
QLD1 | PHES | 4523.7035 | 5022.13 | 3796.0858 | 3247.374 | 3316.6258 | 2751.4132 | 3378.77 | 2699.5192 | 2012.7969 | 1713.8993 | 1735.4963 | 1866.3679 | 1526.834 | 1291.7122 | 1227.5579 | 968.7496 | 1140.6607 | 857.1086 | 791.5237 | 660.4355 | 755.2336 | 614.6193 | 475.2893 | 493.4033 | 599.9022
QLD1 | VPP | 0 | 0 | 0 | 0 | 0 | 0 | 0 | 0 | 0 | 0 | 0 | 0 | 0 | 0 | 0 | 0 | 0 | 0 | 0 | 0 | 0 | 0 | 0 | 0 | 0
Total |  | 288735.0757 | 249360.4943 | 251484.017 | 151790.4943 | 145134.8479 | 123545.8486 | 119396.9057 | 116984.0381 | 94826.4913 | 76430.7842 | 64401.9353 | 60757.6832 | 57076.9433 | 53462.2084 | 32437.305 | 24200.5701 | 24781.5762 | 23781.2136 | 18831.137 | 14259.3198 | 11689.8134 | 9846.2073 | 9799.3084 | 6133.0384 | 2798.0771
Region | Technology | 2026-27 | 2027-28 | 2028-29 | 2029-30 | 2030-31 | 2031-32 | 2032-33 | 2033-34 | 2034-35 | 2035-36 | 2036-37 | 2037-38 | 2038-39 | 2039-40 | 2040-41 | 2041-42 | 2042-43 | 2043-44 | 2044-45 | 2045-46 | 2046-47 | 2047-48 | 2048-49 | 2049-50 | 2050-51
VIC1 | Black Coal | 0 | 0 | 0 | 0 | 0 | 0 | 0 | 0 | 0 | 0 | 0 | 0 | 0 | 0 | 0 | 0 | 0 | 0 | 0 | 0 | 0 | 0 | 0 | 0 | 0
VIC1 | Brown Coal | 199046.696 | 165296.4462 | 109920.9822 | 17862.4683 | 6799.1783 | 0.00032116 | 0.00029416 | 0.00026862 | 0.00014324 | 4.8327e-05 | 4.088e-05 | 3.7952e-05 | 3.5956e-05 | 3.3879e-05 | 2.9455e-05 | 2.6395e-05 | 2.3725e-05 | 2.2222e-05 | 1.9659e-05 | 1.5455e-05 | 1.4418e-05 | 0 | 0 | 0 | 0
VIC1 | CCGT | 0 | 0 | 0 | 0 | 0 | 0 | 0 | 0 | 0 | 0 | 0 | 0 | 0 | 0 | 0 | 0 | 0 | 0 | 0 | 0 | 0 | 0 | 0 | 0 | 0
VIC1 | Gas - Steam | 36.3862 | 4.8339e-06 | 851.8557 | 1410.3968 | 1876.487 | 905.6237 | 1367.0871 | 546.4293 | 1733.7878 | 729.2083 | 681.2675 | 1415.461 | 1078.2411 | 0 | 0 | 0 | 0 | 0 | 0 | 0 | 0 | 0 | 0 | 0 | 0
VIC1 | OCGT / Diesel | 68.9227 | 2.3827 | 2323.7648 | 4200.4418 | 4493.0331 | 1820.8111 | 5001.5441 | 1602.1117 | 3669.4258 | 2037.1121 | 1891.3166 | 4808.6926 | 3709.3307 | 5654.7642 | 5315.7171 | 9165.9173 | 3140.1209 | 7436.3402 | 4808.8584 | 5042.1613 | 7096.6064 | 4073.0839 | 7044.6895 | 6047.077 | 8800.7836
VIC1 | Hydro | 26713.749 | 20873.6078 | 29265.6197 | 22940.0452 | 18359.8516 | 17121.5196 | 14617.3863 | 16834.1889 | 16041.6865 | 14249.0913 | 11148.7012 | 15802.6602 | 12350.2851 | 9973.1796 | 9257.2356 | 7962.0854 | 9081.6186 | 8708.1589 | 7737.5532 | 6073.7264 | 8556.6517 | 6717.736 | 5420.1244 | 5056.9887 | 4281.2188
VIC1 | Hydrogen Electrolyser | 6.8726 | 6.3061 | 5.7844 | 5.307 | 11.0386 | 28.9276 | 61.1754 | 106.341 | 163.3432 | 191.3265 | 214.9337 | 234.2877 | 249.518 | 260.7511 | 268.4055 | 272.3143 | 277.3927 | 278.4836 | 275.7084 | 269.3245 | 260.3678 | 249.8653 | 238.8364 | 227.8051 | 217.094
VIC1 | Wind | 0 | 1.3482e-06 | 126.1487 | 787.1091 | 707.931 | 834.7009 | 834.9937 | 982.6561 | 1253.8058 | 1299.3278 | 1311.7083 | 1199.4415 | 1226.5953 | 1182.381 | 1205.4961 | 1030.475 | 1041.3628 | 1002.6219 | 1011.7779 | 1017.7237 | 972.0899 | 945.6031 | 846.9471 | 860.4626 | 749.4847
VIC1 | Solar PV | 0 | 2.0623e-07 | 2.9496e-07 | 33.8435 | 37.1691 | 34.086 | 33.1647 | 30.9135 | 153.4573 | 155.9556 | 150.9109 | 134.9389 | 123.778 | 106.3727 | 101.5033 | 97.0046 | 89.5458 | 84.9056 | 86.3467 | 84.1751 | 71.4337 | 65.0506 | 60.2427 | 57.1182 | 55.4853
VIC1 | Grid Battery | 0 | 4.3746e-06 | 5.4811e-06 | 404.5915 | 414.6964 | 354.5607 | 367.4471 | 326.9749 | 308.897 | 295.9232 | 281.2309 | 254.1522 | 227.6972 | 184.8869 | 153.207 | 143.1988 | 143.5897 | 117.8026 | 99.0658 | 104.1392 | 99.3589 | 71.5088 | 67.1525 | 5.0231 | 6.0302
VIC1 | PHES | 0 | 0 | 0 | 0 | 0 | 0 | 0 | 0 | 0 | 0 | 0 | 0 | 0 | 0 | 0 | 0 | 0 | 0 | 0 | 0 | 0 | 0 | 0 | 0 | 0
VIC1 | VPP | 0 | 0 | 0 | 0 | 0 | 0 | 0 | 0 | 0 | 0 | 0 | 0 | 0 | 0 | 0 | 0 | 0 | 0 | 0 | 0 | 0 | 0 | 0 | 0 | 0
Total |  | 225872.6265 | 186178.7427 | 142494.1553 | 47644.2031 | 32699.3851 | 21100.23 | 22282.7987 | 20429.6156 | 23324.4034 | 18957.9448 | 15680.0692 | 23849.6342 | 18965.4454 | 17362.3356 | 16301.5646 | 18670.9953 | 13773.6306 | 17628.3127 | 14019.3104 | 12591.2502 | 17056.5084 | 12122.8477 | 13677.9928 | 12254.4746 | 14110.0965
Region | Technology | 2026-27 | 2027-28 | 2028-29 | 2029-30 | 2030-31 | 2031-32 | 2032-33 | 2033-34 | 2034-35 | 2035-36 | 2036-37 | 2037-38 | 2038-39 | 2039-40 | 2040-41 | 2041-42 | 2042-43 | 2043-44 | 2044-45 | 2045-46 | 2046-47 | 2047-48 | 2048-49 | 2049-50 | 2050-51
SA1 | Black Coal | 0 | 0 | 0 | 0 | 0 | 0 | 0 | 0 | 0 | 0 | 0 | 0 | 0 | 0 | 0 | 0 | 0 | 0 | 0 | 0 | 0 | 0 | 0 | 0 | 0
SA1 | Brown Coal | 0 | 0 | 0 | 0 | 0 | 0 | 0 | 0 | 0 | 0 | 0 | 0 | 0 | 0 | 0 | 0 | 0 | 0 | 0 | 0 | 0 | 0 | 0 | 0 | 0
SA1 | CCGT | 12686.0828 | 7228.0887 | 14839.291 | 12837.29 | 13622.307 | 11066.443 | 11263.093 | 11473.908 | 9664.536 | 6602.827 | 6425.7695 | 2.3553e-05 | 2.1913e-05 | 2.0185e-05 | 1.8673e-05 | 1.7353e-05 | 1.6723e-05 | 1.693e-05 | 1.5132e-05 | 1.426e-05 | 1.3713e-05 | 1.2902e-05 | 1.2044e-05 | 1.1172e-05 | 3.754e-05
SA1 | Gas - Steam | 0 | 0 | 0 | 0 | 0 | 0 | 0 | 0 | 0 | 0 | 0 | 0 | 0 | 0 | 0 | 0 | 0 | 0 | 0 | 0 | 0 | 0 | 0 | 0 | 0
SA1 | OCGT / Diesel | 9006.995 | 181.2218 | 3949.0556 | 6276.4096 | 5482.6507 | 4577.6483 | 5010.7106 | 3760.1939 | 4015.203 | 2103.421 | 2129.1962 | 2935.7282 | 3543.0773 | 3666.8346 | 3099.4572 | 2908.3398 | 2316.0221 | 2999.0364 | 982.6282 | 979.0955 | 1184.5389 | 1206.3846 | 1173.9716 | 1129.129 | 1515.4712
SA1 | Hydro | 0 | 0 | 0 | 0 | 0 | 0 | 0 | 0 | 0 | 0 | 0 | 0 | 0 | 0 | 0 | 0 | 0 | 0 | 0 | 0 | 0 | 0 | 0 | 0 | 0
SA1 | Hydrogen Electrolyser | 0.71471 | 0.65571 | 0.60151 | 75.9886 | 71.2415 | 67.3894 | 64.842 | 63.3465 | 62.8617 | 61.1426 | 59.4455 | 57.728 | 55.9832 | 54.1555 | 52.1977 | 50.2273 | 60.8892 | 59.8605 | 58.9235 | 57.9975 | 57.1453 | 56.3476 | 55.3227 | 54.0002 | 52.3844
SA1 | Wind | 0 | 1.3276e-06 | 2.036e-06 | 9.9534 | 9.1104 | 9.0873 | 7.6092 | 7.7884 | 6.3381 | 7.2592 | 38.1848 | 197.5167 | 210.628 | 204.2041 | 208.9887 | 187.6685 | 188.896 | 159.1058 | 201.6636 | 195.2539 | 193.141 | 183.7971 | 170.112 | 170.5239 | 148.1473
SA1 | Solar PV | 0 | 3.3841e-07 | 5.5091e-07 | 67.5268 | 58.836 | 56.3971 | 49.3782 | 45.6888 | 47.049 | 45.3105 | 45.5164 | 45.0841 | 39.348 | 35.9297 | 35.7891 | 54.744 | 51.6171 | 102.5925 | 100.0606 | 102.3044 | 92.3968 | 80.067 | 71.6241 | 71.6344 | 66.8214
SA1 | Grid Battery | 0 | 3.0964e-06 | 4.16e-06 | 97.4027 | 92.9097 | 82.732 | 81.1406 | 75.1103 | 66.6818 | 64.0592 | 60.0627 | 53.6064 | 48.8983 | 42.9525 | 34.9934 | 39.8619 | 37.3653 | 34.4944 | 33.6948 | 35.9369 | 33.2837 | 26.2199 | 23.6792 | 6.7355 | 12.7561
SA1 | PHES | 0 | 0 | 0 | 0 | 0 | 0 | 0 | 0 | 0 | 0 | 0 | 0 | 0 | 0 | 0 | 0 | 0 | 0 | 0 | 0 | 0 | 0 | 0 | 0 | 0
SA1 | VPP | 0 | 0 | 0 | 0 | 0 | 0 | 0 | 0 | 0 | 0 | 0 | 0 | 0 | 0 | 0 | 0 | 0 | 0 | 0 | 0 | 0 | 0 | 0 | 0 | 0
Total |  | 21693.7925 | 7409.9662 | 18788.9481 | 19364.5711 | 19337.0554 | 15859.6971 | 16476.7736 | 15426.0359 | 13862.6695 | 8884.0196 | 8758.1751 | 3289.6634 | 3897.9349 | 4004.0764 | 3431.4261 | 3240.8416 | 2654.7898 | 3355.0895 | 1376.9708 | 1370.5883 | 1560.5056 | 1552.8162 | 1494.7095 | 1432.023 | 1795.5805
Region | Technology | 2026-27 | 2027-28 | 2028-29 | 2029-30 | 2030-31 | 2031-32 | 2032-33 | 2033-34 | 2034-35 | 2035-36 | 2036-37 | 2037-38 | 2038-39 | 2039-40 | 2040-41 | 2041-42 | 2042-43 | 2043-44 | 2044-45 | 2045-46 | 2046-47 | 2047-48 | 2048-49 | 2049-50 | 2050-51
TAS1 | Black Coal | 0 | 0 | 0 | 0 | 0 | 0 | 0 | 0 | 0 | 0 | 0 | 0 | 0 | 0 | 0 | 0 | 0 | 0 | 0 | 0 | 0 | 0 | 0 | 0 | 0
TAS1 | Brown Coal | 0 | 0 | 0 | 0 | 0 | 0 | 0 | 0 | 0 | 0 | 0 | 0 | 0 | 0 | 0 | 0 | 0 | 0 | 0 | 0 | 0 | 0 | 0 | 0 | 0
TAS1 | CCGT | 0 | 4.1386e-06 | 3.8758e-06 | 3.2968e-06 | 5.8192e-06 | 5.5521e-06 | 6.2421e-06 | 5.7135e-06 | 5.1136e-06 | 4.7276e-06 | 4.4222e-06 | 4.1798e-06 | 3.9455e-06 | 3.8242e-06 | 3.8165e-06 | 3.7836e-06 | 3.5429e-06 | 3.6637e-06 | 3.4122e-06 | 3.1823e-06 | 3.1963e-06 | 3.0194e-06 | 3.3091e-06 | 3.0804e-06 | 4.5447e-06
TAS1 | Gas - Steam | 0 | 0 | 0 | 0 | 0 | 0 | 0 | 0 | 0 | 0 | 0 | 0 | 0 | 0 | 0 | 0 | 0 | 0 | 0 | 0 | 0 | 0 | 0 | 0 | 0
TAS1 | OCGT / Diesel | 9.1734e-06 | 1.5166e-05 | 1.4569e-05 | 8.6145 | 12.8212 | 16.5271 | 58.7536 | 0.3258 | 32.6279 | 51.0234 | 31.7833 | 70.1713 | 44.1639 | 50.6591 | 9.5487 | 23.7442 | 0.71858 | 17.9198 | 12.7645 | 8.1984 | 8.1278 | 8.5093 | 19.6313 | 10.2206 | 8.0757e-06
TAS1 | Hydro | 81938.7844 | 57935.8344 | 57220.5878 | 64349.3643 | 60002.2681 | 51913.7387 | 47008.2608 | 45099.5481 | 45572.5997 | 37481.1964 | 34402.1196 | 36793.7852 | 30898.4898 | 26631.9561 | 23782.8302 | 21784.1816 | 22119.1691 | 20316.6235 | 16360.5381 | 15637.2371 | 17636.3211 | 13732.335 | 13090.9105 | 11919.9722 | 12374.4263
TAS1 | Hydrogen Electrolyser | 0 | 0 | 0 | 0 | 7.6164 | 14.2421 | 20.0721 | 25.2669 | 29.9334 | 28.4456 | 27.0574 | 25.7484 | 24.4895 | 23.2685 | 22.11 | 21.1364 | 20.6622 | 20.2471 | 19.8616 | 19.4402 | 18.8003 | 18.0105 | 17.1248 | 16.1913 | 15.2738
TAS1 | Wind | 0 | 182.1723 | 241.5442 | 295.5453 | 312.1056 | 339.1781 | 321.3921 | 328.6389 | 318.5017 | 310.2347 | 309.1388 | 285.9538 | 279.7061 | 238.7401 | 232.0115 | 206.0183 | 204.7205 | 191.9384 | 184.9797 | 177.5017 | 161.9235 | 153.11 | 130.4361 | 129.7706 | 125.5311
TAS1 | Solar PV | 0 | 1.4767e-07 | 2.0874e-07 | 4.7751e-07 | 4.9275e-07 | 4.6317e-07 | 4.5526e-07 | 4.1194e-07 | 3.5041e-07 | 4.3375e-07 | 4.0072e-07 | 4.789e-07 | 6.2102e-07 | 7.3735e-07 | 6.6809e-07 | 6.4778e-07 | 6.1208e-07 | 5.6065e-07 | 5.1852e-07 | 4.7193e-07 | 4.5889e-07 | 4.2961e-07 | 4.338e-07 | 3.8371e-07 | 3.7291e-07
TAS1 | Grid Battery | 0 | 2.6996e-06 | 3.1311e-06 | 7.374e-06 | 7.3391e-06 | 8.2537e-06 | 6.8573e-06 | 7.0326e-06 | 8.5367e-06 | 8.6938e-06 | 7.9733e-06 | 7.5395e-06 | 7.1077e-06 | 7.144e-06 | 6.76e-06 | 8.9613e-06 | 8.34e-06 | 7.9615e-06 | 8.1175e-06 | 7.8288e-06 | 7.9957e-06 | 7.1059e-06 | 6.8015e-06 | 6.8142e-06 | 7.3141e-06
TAS1 | PHES | 0 | 0 | 7.4539e-07 | 1.2536e-06 | 1.2528e-06 | 1.25e-06 | 1.1838e-06 | 1.1697e-06 | 1.2703e-06 | 1.2837e-06 | 1.1975e-06 | 1.1393e-06 | 1.0956e-06 | 1.119e-06 | 1.0516e-06 | 1.213e-06 | 1.1379e-06 | 1.1634e-06 | 1.1693e-06 | 1.1218e-06 | 1.0756e-06 | 1.0513e-06 | 1.0067e-06 | 9.9972e-07 | 1.0302e-06
TAS1 | VPP | 0 | 0 | 0 | 0 | 0 | 0 | 0 | 0 | 0 | 0 | 0 | 0 | 0 | 0 | 0 | 0 | 0 | 0 | 0 | 0 | 0 | 0 | 0 | 0 | 0
Total |  | 81938.7844 | 58118.0067 | 57462.1321 | 64653.5241 | 60334.8112 | 52283.6859 | 47408.4786 | 45453.7796 | 45953.6627 | 37870.9002 | 34770.0991 | 37175.6587 | 31246.8493 | 26944.6237 | 24046.5005 | 22035.0806 | 22345.2704 | 20546.7288 | 16578.1438 | 15842.3773 | 17825.1726 | 13911.9649 | 13258.1027 | 12076.1548 | 12515.2312
Explicitly modelled load
Region | Technology | 2026-27 | 2027-28 | 2028-29 | 2029-30 | 2030-31 | 2031-32 | 2032-33 | 2033-34 | 2034-35 | 2035-36 | 2036-37 | 2037-38 | 2038-39 | 2039-40 | 2040-41 | 2041-42 | 2042-43 | 2043-44 | 2044-45 | 2045-46 | 2046-47 | 2047-48 | 2048-49 | 2049-50 | 2050-51
NEM | Grid Battery Pump | 0 | 0 | 0 | 0 | 0 | 0 | 0 | 0 | 0 | 0 | 0 | 0 | 0 | 0 | 0 | 0 | 0 | 0 | 0 | 0 | 0 | 0 | 0 | 0 | 0
NEM | PHES Pump | 20208.9664 | 21892.0775 | 17322.0453 | 13868.5319 | 14386.4181 | 11553.6472 | 14877.9199 | 11716.1499 | 9865.6935 | 7427.5736 | 7402.2159 | 6814.6366 | 5170.0193 | 4367.9034 | 4276.5746 | 3138.5211 | 4058.3275 | 2621.496 | 2737.5522 | 2301.5451 | 2764.0725 | 1641.9117 | 1565.976 | 1553.9872 | 1979.3049
NEM | VPP Pump | 0 | 0 | 0 | 0 | 0 | 0 | 0 | 0 | 0 | 0 | 0 | 0 | 0 | 0 | 0 | 0 | 0 | 0 | 0 | 0 | 0 | 0 | 0 | 0 | 0
Region | Technology | 2026-27 | 2027-28 | 2028-29 | 2029-30 | 2030-31 | 2031-32 | 2032-33 | 2033-34 | 2034-35 | 2035-36 | 2036-37 | 2037-38 | 2038-39 | 2039-40 | 2040-41 | 2041-42 | 2042-43 | 2043-44 | 2044-45 | 2045-46 | 2046-47 | 2047-48 | 2048-49 | 2049-50 | 2050-51
NSW1 | Grid Battery Pump | 0 | 0 | 0 | 0 | 0 | 0 | 0 | 0 | 0 | 0 | 0 | 0 | 0 | 0 | 0 | 0 | 0 | 0 | 0 | 0 | 0 | 0 | 0 | 0 | 0
NSW1 | PHES Pump | 13772.0324 | 14709.2305 | 11884.4833 | 9250.0729 | 9647.6416 | 7604.8522 | 10067.9144 | 7859.0679 | 6975.4295 | 5705.2916 | 5553.3344 | 4744.9692 | 3568.3351 | 3049.5734 | 2994.6565 | 2153.4108 | 2799.3389 | 1739.2743 | 1902.7099 | 1620.4416 | 1964.3746 | 1002.331 | 1046.8451 | 1043.7523 | 1335.5807
NSW1 | VPP Pump | 0 | 0 | 0 | 0 | 0 | 0 | 0 | 0 | 0 | 0 | 0 | 0 | 0 | 0 | 0 | 0 | 0 | 0 | 0 | 0 | 0 | 0 | 0 | 0 | 0
Region | Technology | 2026-27 | 2027-28 | 2028-29 | 2029-30 | 2030-31 | 2031-32 | 2032-33 | 2033-34 | 2034-35 | 2035-36 | 2036-37 | 2037-38 | 2038-39 | 2039-40 | 2040-41 | 2041-42 | 2042-43 | 2043-44 | 2044-45 | 2045-46 | 2046-47 | 2047-48 | 2048-49 | 2049-50 | 2050-51
QLD1 | Grid Battery Pump | 0 | 0 | 0 | 0 | 0 | 0 | 0 | 0 | 0 | 0 | 0 | 0 | 0 | 0 | 0 | 0 | 0 | 0 | 0 | 0 | 0 | 0 | 0 | 0 | 0
QLD1 | PHES Pump | 6436.934 | 7182.847 | 5437.562 | 4618.459 | 4738.7765 | 3948.795 | 4810.0055 | 3857.082 | 2890.264 | 1722.282 | 1848.8815 | 2069.6674 | 1601.6842 | 1318.33 | 1281.9181 | 985.1103 | 1258.9886 | 882.2217 | 834.8423 | 681.1035 | 799.6979 | 639.5807 | 519.1309 | 510.2349 | 643.7242
QLD1 | VPP Pump | 0 | 0 | 0 | 0 | 0 | 0 | 0 | 0 | 0 | 0 | 0 | 0 | 0 | 0 | 0 | 0 | 0 | 0 | 0 | 0 | 0 | 0 | 0 | 0 | 0
Region | Technology | 2026-27 | 2027-28 | 2028-29 | 2029-30 | 2030-31 | 2031-32 | 2032-33 | 2033-34 | 2034-35 | 2035-36 | 2036-37 | 2037-38 | 2038-39 | 2039-40 | 2040-41 | 2041-42 | 2042-43 | 2043-44 | 2044-45 | 2045-46 | 2046-47 | 2047-48 | 2048-49 | 2049-50 | 2050-51
VIC1 | Grid Battery Pump | 0 | 0 | 0 | 0 | 0 | 0 | 0 | 0 | 0 | 0 | 0 | 0 | 0 | 0 | 0 | 0 | 0 | 0 | 0 | 0 | 0 | 0 | 0 | 0 | 0
VIC1 | PHES Pump | 0 | 0 | 0 | 0 | 0 | 0 | 0 | 0 | 0 | 0 | 0 | 0 | 0 | 0 | 0 | 0 | 0 | 0 | 0 | 0 | 0 | 0 | 0 | 0 | 0
VIC1 | VPP Pump | 0 | 0 | 0 | 0 | 0 | 0 | 0 | 0 | 0 | 0 | 0 | 0 | 0 | 0 | 0 | 0 | 0 | 0 | 0 | 0 | 0 | 0 | 0 | 0 | 0
Region | Technology | 2026-27 | 2027-28 | 2028-29 | 2029-30 | 2030-31 | 2031-32 | 2032-33 | 2033-34 | 2034-35 | 2035-36 | 2036-37 | 2037-38 | 2038-39 | 2039-40 | 2040-41 | 2041-42 | 2042-43 | 2043-44 | 2044-45 | 2045-46 | 2046-47 | 2047-48 | 2048-49 | 2049-50 | 2050-51
SA1 | Grid Battery Pump | 0 | 0 | 0 | 0 | 0 | 0 | 0 | 0 | 0 | 0 | 0 | 0 | 0 | 0 | 0 | 0 | 0 | 0 | 0 | 0 | 0 | 0 | 0 | 0 | 0
SA1 | PHES Pump | 0 | 0 | 0 | 0 | 0 | 0 | 0 | 0 | 0 | 0 | 0 | 0 | 0 | 0 | 0 | 0 | 0 | 0 | 0 | 0 | 0 | 0 | 0 | 0 | 0
SA1 | VPP Pump | 0 | 0 | 0 | 0 | 0 | 0 | 0 | 0 | 0 | 0 | 0 | 0 | 0 | 0 | 0 | 0 | 0 | 0 | 0 | 0 | 0 | 0 | 0 | 0 | 0
Region | Technology | 2026-27 | 2027-28 | 2028-29 | 2029-30 | 2030-31 | 2031-32 | 2032-33 | 2033-34 | 2034-35 | 2035-36 | 2036-37 | 2037-38 | 2038-39 | 2039-40 | 2040-41 | 2041-42 | 2042-43 | 2043-44 | 2044-45 | 2045-46 | 2046-47 | 2047-48 | 2048-49 | 2049-50 | 2050-51
TAS1 | Grid Battery Pump | 0 | 0 | 0 | 0 | 0 | 0 | 0 | 0 | 0 | 0 | 0 | 0 | 0 | 0 | 0 | 0 | 0 | 0 | 0 | 0 | 0 | 0 | 0 | 0 | 0
TAS1 | PHES Pump | 0 | 0 | 0 | 0 | 0 | 0 | 0 | 0 | 0 | 0 | 0 | 0 | 0 | 0 | 0 | 0 | 0 | 0 | 0 | 0 | 0 | 0 | 0 | 0 | 0
TAS1 | VPP Pump | 0 | 0 | 0 | 0 | 0 | 0 | 0 | 0 | 0 | 0 | 0 | 0 | 0 | 0 | 0 | 0 | 0 | 0 | 0 | 0 | 0 | 0 | 0 | 0 | 0

## ML1_FOM Cost
FOM cost by technology ($000s) - ML1, Step Change Scenario
FOM | Real June 2025 dollars discounted to 1 July 2025. For new entrant capacity, the FOM is incurred annually in modelling. For existing capacity that retires early as part of the least-cost solution, the associated FOM savings are presented as a negative cost that continues until the assumed fixed date retirement. For existing, committed and anticipated generators that do not retire early, FOM costs are not included since there will be no difference in these costs between the Base Case and option case.
Explicitly modelled generation
Region | Technology | 2026-27 | 2027-28 | 2028-29 | 2029-30 | 2030-31 | 2031-32 | 2032-33 | 2033-34 | 2034-35 | 2035-36 | 2036-37 | 2037-38 | 2038-39 | 2039-40 | 2040-41 | 2041-42 | 2042-43 | 2043-44 | 2044-45 | 2045-46 | 2046-47 | 2047-48 | 2048-49 | 2049-50 | 2050-51
NEM | Black Coal | 0 | 0 | -90870.7018 | -211833.8443 | -197975.5554 | -172839.3519 | -161075.8303 | -96818.0609 | -111828.1958 | -74886.1553 | -66136.629 | -50778.0152 | -52531.3769 | -49224.6884 | -48560.1998 | -57621.9155 | -42414.3601 | -35902.0355 | -29877.5762 | -24576.2851 | -19840.7494 | -18591.8353 | -17326.4669 | -16192.9597 | -15133.6072
NEM | Brown Coal | 0 | -28875.214 | -26909.9558 | -125972.0008 | -133922.8827 | -133131.3225 | -124070.3467 | -115953.595 | -108367.8459 | -34798.7739 | -32430.3542 | -30308.7422 | -28325.9273 | -26542.8974 | -24736.3762 | -23118.1086 | -21605.709 | -20245.6961 | -18867.7652 | -17633.4254 | -16479.8368 | 0 | 0 | 0 | 0
NEM | CCGT | 0 | 1.4771e-05 | 1.3766e-05 | 1.2865e-05 | 1.7825e-05 | 1.6703e-05 | 2.3022e-05 | 2.7567e-05 | 2.5763e-05 | 2.4142e-05 | 2.2498e-05 | 4.4278e-05 | 4.1381e-05 | 3.8776e-05 | 3.6137e-05 | 3.3773e-05 | 3.1564e-05 | 3.0542e-05 | 2.8463e-05 | 2.6601e-05 | 3.3334e-05 | 3.1235e-05 | 3.3974e-05 | 3.1752e-05 | 6.2877e-05
NEM | Gas - Steam | 0 | 0 | 0 | 0 | 0 | 0 | 0 | 0 | 0 | 0 | 0 | 0 | 0 | 0 | 0 | 0 | 0 | 0 | 0 | 0 | 0 | 0 | 0 | 0 | 0
NEM | OCGT / Diesel | 0 | 3.4671e-05 | 3.2311e-05 | 3.0197e-05 | 2.8222e-05 | 2.9366e-05 | 3.9165e-05 | 6.2352e-05 | 6.0746e-05 | 1809.8724 | 1686.6917 | 8487.7164 | 7932.4452 | 7433.1222 | 6927.2207 | 18154.5806 | 16966.8978 | 20121.8854 | 24783.7445 | 23162.3781 | 26639.9287 | 24963.0272 | 26778.9288 | 25027.0363 | 28105.5567
NEM | Hydro | 0 | 0 | 0 | 0 | 0 | 0 | 0 | 0 | 0 | 0 | 0 | 0 | 0 | 0 | 0 | 0 | 0 | 0 | 0 | 0 | 0 | 0 | 0 | 0 | 0
NEM | Hydrogen Electrolyser | 0 | 0 | 0 | 0 | 9371.883 | 12392.434 | 18192.3183 | 25809.7427 | 37474.3682 | 41910.1197 | 45716.3317 | 48974.9399 | 51638.7931 | 53990.0759 | 55772.59 | 52701.705 | 58628.6882 | 59313.7228 | 56663.6292 | 58513.468 | 58458.5335 | 55105.1975 | 51466.846 | 50269.8136 | 47000.84
NEM | Wind | 0 | 16029.5565 | 89084.1856 | 342805.6302 | 323198.2129 | 359986.0252 | 419619.4056 | 471400.6131 | 595540.0544 | 583895.995 | 648841.967 | 731012.7713 | 764646.6575 | 814572.1658 | 773758.7794 | 765397.6212 | 738634.5976 | 704041.7594 | 670917.5295 | 635255.2038 | 613993.7589 | 580348.7538 | 540849.9649 | 505467.257 | 472399.3055
NEM | Solar PV | 0 | 0.00015121 | 0.00022095 | 67699.3778 | 63270.4465 | 59287.7666 | 55252.6154 | 51637.9583 | 59231.2997 | 55502.8719 | 52801.946 | 74252.5829 | 69394.9375 | 65026.7398 | 70231.4548 | 68292.2374 | 67574.9162 | 85253.8038 | 80411.114 | 75174.6717 | 93137.9877 | 88530.1916 | 86967.8956 | 81420.4668 | 76093.8942
NEM | Grid Battery | 0 | 0.00061642 | 0.00087582 | 117317.4128 | 109642.4419 | 102740.7876 | 95748.2048 | 103012.972 | 100946.4407 | 94592.1729 | 88154.1884 | 82387.092 | 76997.2822 | 72150.5403 | 67239.9431 | 73671.0661 | 68851.4636 | 64517.4759 | 60912.8657 | 56927.9118 | 66063.269 | 61904.7896 | 66383.2457 | 62040.4176 | 62527.3741
NEM | PHES | 0 | 0 | 0.00018407 | 0.00033205 | 0.00033081 | 0.00030999 | 0.00029412 | 0.00079111 | 0.00073936 | 0.00069282 | 0.00064566 | 0.00060343 | 0.00056395 | 0.00053393 | 0.00049759 | 0.00049257 | 0.00046034 | 0.00044265 | 0.00042148 | 0.00039391 | 0.0003768 | 0.00035308 | 0.00033916 | 0.00031892 | 0.00031042
NEM | VPP | 0 | 0 | 0 | 0 | 0 | 0 | 0 | 0 | 0 | 0 | 0 | 0 | 0 | 0 | 0 | 0 | 0 | 0 | 0 | 0 | 0 | 0 | 0 | 0 | 0
Total |  | 0 | -12845.6567 | -28696.4707 | 190016.576 | 173584.5465 | 228436.3393 | 303666.3675 | 439089.6312 | 572996.1222 | 668026.1034 | 738634.1423 | 864028.3457 | 889752.8119 | 937405.0587 | 900633.4125 | 897477.1867 | 886636.4948 | 877100.9163 | 844943.542 | 806823.9233 | 821972.892 | 792260.1248 | 755120.4145 | 708032.032 | 670993.3636
Region | Technology | 2026-27 | 2027-28 | 2028-29 | 2029-30 | 2030-31 | 2031-32 | 2032-33 | 2033-34 | 2034-35 | 2035-36 | 2036-37 | 2037-38 | 2038-39 | 2039-40 | 2040-41 | 2041-42 | 2042-43 | 2043-44 | 2044-45 | 2045-46 | 2046-47 | 2047-48 | 2048-49 | 2049-50 | 2050-51
NSW1 | Black Coal | 0 | 0 | -22151.71 | -76273.0772 | -71283.2497 | -66796.1885 | -62250.0108 | -4457.4819 | -4165.871 | -3903.6422 | -3637.9586 | -3399.9613 | -8252.8219 | -7733.3322 | 0 | 0 | 0 | 0 | 0 | 0 | 0 | 0 | 0 | 0 | 0
NSW1 | Brown Coal | 0 | 0 | 0 | 0 | 0 | 0 | 0 | 0 | 0 | 0 | 0 | 0 | 0 | 0 | 0 | 0 | 0 | 0 | 0 | 0 | 0 | 0 | 0 | 0 | 0
NSW1 | CCGT | 0 | 3.9175e-06 | 3.6509e-06 | 3.412e-06 | 4.4595e-06 | 4.1788e-06 | 6.1604e-06 | 7.0309e-06 | 6.5709e-06 | 6.1573e-06 | 5.7382e-06 | 9.3288e-06 | 8.7185e-06 | 8.1697e-06 | 7.6137e-06 | 7.1156e-06 | 6.6501e-06 | 6.2315e-06 | 5.8074e-06 | 5.4275e-06 | 5.7563e-06 | 5.394e-06 | 5.0268e-06 | 4.698e-06 | 8.3084e-06
NSW1 | Gas - Steam | 0 | 0 | 0 | 0 | 0 | 0 | 0 | 0 | 0 | 0 | 0 | 0 | 0 | 0 | 0 | 0 | 0 | 0 | 0 | 0 | 0 | 0 | 0 | 0 | 0
NSW1 | OCGT / Diesel | 0 | 7.254e-06 | 6.7603e-06 | 6.318e-06 | 5.9047e-06 | 6.6086e-06 | 9.3542e-06 | 1.2553e-05 | 1.3005e-05 | 3.0727e-05 | 2.8636e-05 | 5421.5264 | 5066.8471 | 4747.9047 | 4424.7602 | 7770.9299 | 7262.5513 | 9417.595 | 11719.9739 | 10953.2466 | 10236.6791 | 9592.3116 | 8939.4547 | 8354.6306 | 10197.827
NSW1 | Hydro | 0 | 0 | 0 | 0 | 0 | 0 | 0 | 0 | 0 | 0 | 0 | 0 | 0 | 0 | 0 | 0 | 0 | 0 | 0 | 0 | 0 | 0 | 0 | 0 | 0
NSW1 | Hydrogen Electrolyser | 0 | 0 | 0 | 0 | 813.1903 | 2258.8411 | 4759.2349 | 7913.9776 | 11801.879 | 13620.6393 | 15197.7291 | 16524.2427 | 17556.4727 | 18520.5935 | 19207.6484 | 17951.0732 | 19434.2752 | 19111.5964 | 17810.8528 | 18626.2522 | 19508.333 | 18280.3435 | 17036.1753 | 16587.6794 | 15502.5041
NSW1 | Wind | 0 | 0.00020151 | 0.00026922 | 43095.6307 | 40276.2904 | 37741.0219 | 35172.3516 | 32871.3568 | 30720.8942 | 28787.1084 | 29049.1961 | 44014.2817 | 44018.0564 | 44975.3352 | 50682.9948 | 63236.9288 | 76052.5424 | 73004.4864 | 68039.9695 | 68610.6394 | 65960.5298 | 63242.452 | 58938.1432 | 55082.3768 | 51478.8568
NSW1 | Solar PV | 0 | 3.4524e-05 | 5.2606e-05 | 57158.5989 | 53419.2513 | 50056.6739 | 46649.7948 | 43597.9391 | 40745.7374 | 38180.9187 | 35582.3087 | 33254.4977 | 31078.97 | 29122.6445 | 27232.8736 | 25451.2837 | 23899.6585 | 31498.4802 | 29354.6799 | 27458.3782 | 31812.0225 | 31064.5072 | 28950.2433 | 27056.3022 | 25286.2637
NSW1 | Grid Battery | 0 | 0.000124 | 0.00016109 | 30724.3596 | 28714.3548 | 26906.8745 | 25075.5809 | 36963.7908 | 34545.5989 | 32371.0598 | 30167.8713 | 28194.2723 | 26349.7871 | 24691.1491 | 23010.6588 | 21505.2886 | 20098.4006 | 18833.2681 | 17551.4677 | 16403.2408 | 15330.1316 | 14365.147 | 13387.4489 | 12511.6346 | 11693.1165
NSW1 | PHES | 0 | 0 | 9.9373e-05 | 0.0001599 | 0.00014944 | 0.00014003 | 0.0001305 | 0.0006382 | 0.00059645 | 0.00055891 | 0.00052087 | 0.00048679 | 0.00045494 | 0.00042631 | 0.00039729 | 0.00037698 | 0.00035232 | 0.00033014 | 0.00031287 | 0.0002924 | 0.00027703 | 0.00025959 | 0.00024536 | 0.00022931 | 0.00021752
NSW1 | VPP | 0 | 0 | 0 | 0 | 0 | 0 | 0 | 0 | 0 | 0 | 0 | 0 | 0 | 0 | 0 | 0 | 0 | 0 | 0 | 0 | 0 | 0 | 0 | 0 | 0
Total |  | 0 | 0.00037121 | -22151.7094 | 54705.5123 | 51939.8373 | 50167.223 | 49406.9516 | 116889.583 | 113648.2391 | 109056.0845 | 106359.1472 | 124008.8599 | 115817.3118 | 114324.2952 | 124558.9361 | 135915.5047 | 146747.4283 | 151865.4264 | 144476.9441 | 142051.7576 | 142847.6963 | 136544.7616 | 127251.4657 | 119592.6238 | 114158.5684
Region | Technology | 2026-27 | 2027-28 | 2028-29 | 2029-30 | 2030-31 | 2031-32 | 2032-33 | 2033-34 | 2034-35 | 2035-36 | 2036-37 | 2037-38 | 2038-39 | 2039-40 | 2040-41 | 2041-42 | 2042-43 | 2043-44 | 2044-45 | 2045-46 | 2046-47 | 2047-48 | 2048-49 | 2049-50 | 2050-51
QLD1 | Black Coal | 0 | 0 | -68718.9918 | -135560.7672 | -126692.3057 | -106043.1634 | -98825.8195 | -92360.5789 | -107662.3248 | -70982.513 | -62498.6703 | -47378.0539 | -44278.555 | -41491.3563 | -48560.1998 | -57621.9155 | -42414.3601 | -35902.0355 | -29877.5762 | -24576.2851 | -19840.7494 | -18591.8353 | -17326.4669 | -16192.9597 | -15133.6072
QLD1 | Brown Coal | 0 | 0 | 0 | 0 | 0 | 0 | 0 | 0 | 0 | 0 | 0 | 0 | 0 | 0 | 0 | 0 | 0 | 0 | 0 | 0 | 0 | 0 | 0 | 0 | 0
QLD1 | CCGT | 0 | 4.1097e-06 | 3.83e-06 | 3.5794e-06 | 4.6513e-06 | 4.3585e-06 | 5.6734e-06 | 8.9085e-06 | 8.3257e-06 | 7.8016e-06 | 7.2706e-06 | 1.8607e-05 | 1.739e-05 | 1.6295e-05 | 1.5186e-05 | 1.4192e-05 | 1.3264e-05 | 1.2429e-05 | 1.1583e-05 | 1.0825e-05 | 1.7906e-05 | 1.6779e-05 | 2.0191e-05 | 1.887e-05 | 2.8422e-05
QLD1 | Gas - Steam | 0 | 0 | 0 | 0 | 0 | 0 | 0 | 0 | 0 | 0 | 0 | 0 | 0 | 0 | 0 | 0 | 0 | 0 | 0 | 0 | 0 | 0 | 0 | 0 | 0
QLD1 | OCGT / Diesel | 0 | 7.4323e-06 | 6.9265e-06 | 6.4733e-06 | 6.0499e-06 | 5.669e-06 | 6.6997e-06 | 1.8848e-05 | 1.7615e-05 | 1.8656e-05 | 1.7386e-05 | 6.9146e-05 | 6.4623e-05 | 6.0555e-05 | 5.6433e-05 | 9.3079e-05 | 8.699e-05 | 8.1514e-05 | 2303.3458 | 2152.6596 | 7004.6779 | 6563.755 | 9631.9191 | 9001.7935 | 8412.8911
QLD1 | Hydro | 0 | 0 | 0 | 0 | 0 | 0 | 0 | 0 | 0 | 0 | 0 | 0 | 0 | 0 | 0 | 0 | 0 | 0 | 0 | 0 | 0 | 0 | 0 | 0 | 0
QLD1 | Hydrogen Electrolyser | 0 | 0 | 0 | 0 | 1142.1755 | 1333.0368 | 1718.5895 | 2302.1906 | 5465.5287 | 5861.2976 | 6131.6985 | 6329.0854 | 6538.7901 | 6748.3641 | 6974.8764 | 6518.5761 | 6907.1632 | 7232.2329 | 6745.9976 | 8144.222 | 8521.6016 | 7992.6669 | 7517.4203 | 7935.8488 | 7416.6811
QLD1 | Wind | 0 | 0.00019702 | 0.00024205 | 47639.8439 | 44523.2186 | 41720.619 | 52810.4426 | 59720.818 | 67968.2828 | 63689.8886 | 79573.1181 | 89327.9645 | 83484.0789 | 78229.0131 | 78529.8399 | 98046.1202 | 93730.3337 | 93551.6427 | 95913.7623 | 89639.0302 | 91361.413 | 85610.4932 | 79783.8059 | 74564.3047 | 69686.2661
QLD1 | Solar PV | 0 | 4.0407e-05 | 5.6703e-05 | 0.00014768 | 0.00013802 | 0.00017399 | 0.00016215 | 0.00015154 | 0.00014163 | 0.00035756 | 1076.624 | 25511.3036 | 23842.3398 | 22341.5379 | 30359.0974 | 28372.9882 | 30153.7946 | 35046.3577 | 33620.8086 | 31421.3164 | 46097.0146 | 43195.3494 | 44718.5625 | 41935.1088 | 39191.6904
QLD1 | Grid Battery | 0 | 0.00013799 | 0.00018036 | 34227.8944 | 31988.6863 | 29975.097 | 27934.9788 | 26107.4568 | 24399.4923 | 22863.6194 | 21307.5115 | 19913.5621 | 18610.8057 | 17439.3128 | 16252.3856 | 25310.9156 | 23655.0613 | 22166.048 | 20657.4171 | 19305.9973 | 30902.6012 | 28957.3775 | 35678.2488 | 33344.1582 | 35155.4717
QLD1 | PHES | 0 | 0 | 0 | 0 | 2.0484e-05 | 1.9195e-05 | 1.7888e-05 | 1.6718e-05 | 1.5624e-05 | 1.4641e-05 | 1.3644e-05 | 1.2752e-05 | 1.1918e-05 | 1.1167e-05 | 1.0407e-05 | 9.7265e-06 | 9.0902e-06 | 8.518e-06 | 7.9383e-06 | 7.4189e-06 | 6.9336e-06 | 6.4971e-06 | 6.0549e-06 | 5.6588e-06 | 5.2886e-06
QLD1 | VPP | 0 | 0 | 0 | 0 | 0 | 0 | 0 | 0 | 0 | 0 | 0 | 0 | 0 | 0 | 0 | 0 | 0 | 0 | 0 | 0 | 0 | 0 | 0 | 0 | 0
Total |  | 0 | 0.00038696 | -68718.9913 | -53693.0287 | -49038.2251 | -33014.4104 | -16361.8084 | -4230.1133 | -9829.0208 | 21432.2929 | 45590.2818 | 93703.8618 | 88197.4597 | 83266.8717 | 83555.9995 | 100626.6847 | 112031.9928 | 122094.2458 | 129363.7552 | 126086.9404 | 164046.5589 | 153727.8068 | 160003.4896 | 150588.2543 | 144729.3933
Region | Technology | 2026-27 | 2027-28 | 2028-29 | 2029-30 | 2030-31 | 2031-32 | 2032-33 | 2033-34 | 2034-35 | 2035-36 | 2036-37 | 2037-38 | 2038-39 | 2039-40 | 2040-41 | 2041-42 | 2042-43 | 2043-44 | 2044-45 | 2045-46 | 2046-47 | 2047-48 | 2048-49 | 2049-50 | 2050-51
VIC1 | Black Coal | 0 | 0 | 0 | 0 | 0 | 0 | 0 | 0 | 0 | 0 | 0 | 0 | 0 | 0 | 0 | 0 | 0 | 0 | 0 | 0 | 0 | 0 | 0 | 0 | 0
VIC1 | Brown Coal | 0 | -28875.214 | -26909.9558 | -125972.0008 | -133922.8827 | -133131.3225 | -124070.3467 | -115953.595 | -108367.8459 | -34798.7739 | -32430.3542 | -30308.7422 | -28325.9273 | -26542.8974 | -24736.3762 | -23118.1086 | -21605.709 | -20245.6961 | -18867.7652 | -17633.4254 | -16479.8368 | 0 | 0 | 0 | 0
VIC1 | CCGT | 0 | 0 | 0 | 0 | 0 | 0 | 0 | 0 | 0 | 0 | 0 | 0 | 0 | 0 | 0 | 0 | 0 | 0 | 0 | 0 | 0 | 0 | 0 | 0 | 0
VIC1 | Gas - Steam | 0 | 0 | 0 | 0 | 0 | 0 | 0 | 0 | 0 | 0 | 0 | 0 | 0 | 0 | 0 | 0 | 0 | 0 | 0 | 0 | 0 | 0 | 0 | 0 | 0
VIC1 | OCGT / Diesel | 0 | 6.7855e-06 | 6.3237e-06 | 5.91e-06 | 5.5234e-06 | 6.1238e-06 | 8.9037e-06 | 1.1349e-05 | 1.1807e-05 | 1809.8723 | 1686.6916 | 2349.9534 | 2196.2181 | 2057.9729 | 1917.9064 | 9837.3385 | 9193.7743 | 10178.2497 | 9485.5136 | 8864.966 | 8285.0149 | 7763.4988 | 7235.1116 | 6761.7866 | 8342.0507
VIC1 | Hydro | 0 | 0 | 0 | 0 | 0 | 0 | 0 | 0 | 0 | 0 | 0 | 0 | 0 | 0 | 0 | 0 | 0 | 0 | 0 | 0 | 0 | 0 | 0 | 0 | 0
VIC1 | Hydrogen Electrolyser | 0 | 0 | 0 | 0 | 810.0938 | 2122.8173 | 4562.1265 | 8060.8505 | 12589.5054 | 14995.8816 | 17139.7612 | 19015.068 | 20614.175 | 21936.7132 | 23001.7692 | 21818.6592 | 24694.006 | 25282.7285 | 24455.647 | 24146.6379 | 22832.6423 | 21395.3977 | 19939.2176 | 18634.7828 | 17415.6849
VIC1 | Wind | 0 | 0.00026061 | 66576.9671 | 222597.6169 | 208035.1559 | 249430.4637 | 300197.085 | 347124.8888 | 465142.3204 | 459713.4274 | 505893.207 | 545197.4604 | 584117.2133 | 638811.6094 | 595333.8129 | 556386.7409 | 523921.4804 | 495383.6096 | 463554.9853 | 436436.5506 | 415673.8812 | 392810.4919 | 366075.6386 | 342126.765 | 319744.6401
VIC1 | Solar PV | 0 | 2.0934e-05 | 2.8658e-05 | 3202.8674 | 2993.334 | 2804.9128 | 2614.0093 | 2442.9993 | 13254.7025 | 12420.3598 | 11575.0247 | 10817.7801 | 10110.0748 | 9473.6767 | 8828.8942 | 8251.303 | 7711.4981 | 7226.083 | 6734.2727 | 6293.7128 | 5881.9746 | 5511.7224 | 5136.5922 | 4800.5534 | 4486.4985
VIC1 | Grid Battery | 0 | 0.00013362 | 0.00021429 | 43966.5919 | 41090.2728 | 38503.7666 | 35883.1835 | 33535.6855 | 36014.3972 | 33747.4018 | 31450.5389 | 29393.027 | 27470.1187 | 25740.9593 | 23989.0184 | 22419.6433 | 20952.9377 | 19634.0147 | 18297.7151 | 17100.6683 | 15981.933 | 14975.9195 | 13956.6519 | 13043.6001 | 12190.2805
VIC1 | PHES | 0 | 0 | 0 | 0 | 0 | 0 | 0 | 0 | 0 | 0 | 0 | 0 | 0 | 0 | 0 | 0 | 0 | 0 | 0 | 0 | 0 | 0 | 0 | 0 | 0
VIC1 | VPP | 0 | 0 | 0 | 0 | 0 | 0 | 0 | 0 | 0 | 0 | 0 | 0 | 0 | 0 | 0 | 0 | 0 | 0 | 0 | 0 | 0 | 0 | 0 | 0 | 0
Total |  | 0 | -28875.2136 | 39667.0115 | 143795.0754 | 119005.9738 | 159730.6379 | 219186.0576 | 275210.8291 | 418633.0796 | 487888.169 | 535314.8691 | 576464.5466 | 616181.8726 | 671478.0342 | 628335.0248 | 595595.5763 | 564867.9876 | 537458.9895 | 503660.3685 | 475209.1102 | 452175.6092 | 442457.0302 | 412343.212 | 385367.4879 | 362179.1547
Region | Technology | 2026-27 | 2027-28 | 2028-29 | 2029-30 | 2030-31 | 2031-32 | 2032-33 | 2033-34 | 2034-35 | 2035-36 | 2036-37 | 2037-38 | 2038-39 | 2039-40 | 2040-41 | 2041-42 | 2042-43 | 2043-44 | 2044-45 | 2045-46 | 2046-47 | 2047-48 | 2048-49 | 2049-50 | 2050-51
SA1 | Black Coal | 0 | 0 | 0 | 0 | 0 | 0 | 0 | 0 | 0 | 0 | 0 | 0 | 0 | 0 | 0 | 0 | 0 | 0 | 0 | 0 | 0 | 0 | 0 | 0 | 0
SA1 | Brown Coal | 0 | 0 | 0 | 0 | 0 | 0 | 0 | 0 | 0 | 0 | 0 | 0 | 0 | 0 | 0 | 0 | 0 | 0 | 0 | 0 | 0 | 0 | 0 | 0 | 0
SA1 | CCGT | 0 | 4.2254e-06 | 3.9378e-06 | 3.6802e-06 | 5.198e-06 | 4.8708e-06 | 8.1175e-06 | 8.7576e-06 | 8.1847e-06 | 7.6695e-06 | 7.1475e-06 | 1.4153e-05 | 1.3227e-05 | 1.2395e-05 | 1.1551e-05 | 1.0795e-05 | 1.0089e-05 | 1.0419e-05 | 9.7102e-06 | 9.075e-06 | 8.4813e-06 | 7.9474e-06 | 7.4065e-06 | 6.922e-06 | 2.3939e-05
SA1 | Gas - Steam | 0 | 0 | 0 | 0 | 0 | 0 | 0 | 0 | 0 | 0 | 0 | 0 | 0 | 0 | 0 | 0 | 0 | 0 | 0 | 0 | 0 | 0 | 0 | 0 | 0
SA1 | OCGT / Diesel | 0 | 6.7224e-06 | 6.2649e-06 | 5.855e-06 | 5.472e-06 | 5.1276e-06 | 6.1818e-06 | 9.2339e-06 | 8.6298e-06 | 4.8638e-05 | 4.5328e-05 | 716.2365 | 669.3799 | 627.2445 | 584.554 | 546.3122 | 510.5721 | 526.0406 | 1274.9112 | 1191.5058 | 1113.5568 | 1043.4618 | 972.4434 | 908.8256 | 1152.7878
SA1 | Hydro | 0 | 0 | 0 | 0 | 0 | 0 | 0 | 0 | 0 | 0 | 0 | 0 | 0 | 0 | 0 | 0 | 0 | 0 | 0 | 0 | 0 | 0 | 0 | 0 | 0
SA1 | Hydrogen Electrolyser | 0 | 0 | 0 | 0 | 6109.0343 | 5778.6144 | 5650.3642 | 5610.7898 | 5661.0486 | 5599.0445 | 5538.6583 | 5474.1119 | 5403.718 | 5322.6959 | 5226.0713 | 5124.0952 | 6331.2191 | 6347.4234 | 6374.1108 | 6402.8783 | 6441.6957 | 6355.1857 | 5922.649 | 6117.3849 | 5717.1821
SA1 | Wind | 0 | 0.00022337 | 0.00031729 | 1038.8692 | 970.9058 | 909.7903 | 847.8696 | 792.4015 | 740.5621 | 693.9461 | 3600.7616 | 22002.517 | 22910.0166 | 22797.8035 | 21479.0973 | 21809.1073 | 20707.1347 | 19403.6843 | 22255.3346 | 20799.3782 | 22521.6682 | 21372.0741 | 19917.4815 | 18614.4687 | 17396.6997
SA1 | Solar PV | 0 | 3.6642e-05 | 5.7075e-05 | 7337.9112 | 6857.8609 | 6426.1797 | 5988.8111 | 5597.0197 | 5230.8596 | 4901.593 | 4567.9885 | 4669.0014 | 4363.5528 | 4088.8805 | 3810.5896 | 6216.6624 | 5809.9649 | 11482.8827 | 10701.3527 | 10001.2642 | 9346.9759 | 8758.6125 | 8162.4976 | 7628.5024 | 7129.4415
SA1 | Grid Battery | 0 | 0.00013057 | 0.00021247 | 8398.5665 | 7849.1276 | 7355.0492 | 6854.4613 | 6406.0386 | 5986.952 | 5610.0918 | 5228.2665 | 4886.2304 | 4566.5704 | 4279.1189 | 3987.8802 | 4435.2183 | 4145.0639 | 3884.1449 | 4406.2656 | 4118.0052 | 3848.603 | 3606.3453 | 3360.8959 | 3141.0245 | 3488.5052
SA1 | PHES | 0 | 0 | 0 | 0 | 0 | 0 | 0 | 0 | 0 | 0 | 0 | 0 | 0 | 0 | 0 | 0 | 0 | 0 | 0 | 0 | 0 | 0 | 0 | 0 | 0
SA1 | VPP | 0 | 0 | 0 | 0 | 0 | 0 | 0 | 0 | 0 | 0 | 0 | 0 | 0 | 0 | 0 | 0 | 0 | 0 | 0 | 0 | 0 | 0 | 0 | 0 | 0
Total |  | 0 | 0.00040153 | 0.00059704 | 16775.347 | 21786.9287 | 20469.6335 | 19341.5062 | 18406.2497 | 17619.4223 | 16804.6754 | 18935.675 | 37748.0972 | 37913.2377 | 37115.7434 | 35088.1924 | 38131.3954 | 37503.9546 | 41644.1759 | 45011.9749 | 42513.0317 | 43272.4997 | 41135.6795 | 38335.9673 | 36410.206 | 34884.6164
Region | Technology | 2026-27 | 2027-28 | 2028-29 | 2029-30 | 2030-31 | 2031-32 | 2032-33 | 2033-34 | 2034-35 | 2035-36 | 2036-37 | 2037-38 | 2038-39 | 2039-40 | 2040-41 | 2041-42 | 2042-43 | 2043-44 | 2044-45 | 2045-46 | 2046-47 | 2047-48 | 2048-49 | 2049-50 | 2050-51
TAS1 | Black Coal | 0 | 0 | 0 | 0 | 0 | 0 | 0 | 0 | 0 | 0 | 0 | 0 | 0 | 0 | 0 | 0 | 0 | 0 | 0 | 0 | 0 | 0 | 0 | 0 | 0
TAS1 | Brown Coal | 0 | 0 | 0 | 0 | 0 | 0 | 0 | 0 | 0 | 0 | 0 | 0 | 0 | 0 | 0 | 0 | 0 | 0 | 0 | 0 | 0 | 0 | 0 | 0 | 0
TAS1 | CCGT | 0 | 2.5184e-06 | 2.347e-06 | 2.1934e-06 | 3.5162e-06 | 3.2949e-06 | 3.0706e-06 | 2.8698e-06 | 2.682e-06 | 2.5132e-06 | 2.3421e-06 | 2.1889e-06 | 2.0457e-06 | 1.9169e-06 | 1.7865e-06 | 1.6696e-06 | 1.5604e-06 | 1.4622e-06 | 1.3626e-06 | 1.2735e-06 | 1.1902e-06 | 1.1153e-06 | 1.3501e-06 | 1.2618e-06 | 2.208e-06
TAS1 | Gas - Steam | 0 | 0 | 0 | 0 | 0 | 0 | 0 | 0 | 0 | 0 | 0 | 0 | 0 | 0 | 0 | 0 | 0 | 0 | 0 | 0 | 0 | 0 | 0 | 0 | 0
TAS1 | OCGT / Diesel | 0 | 6.4767e-06 | 6.0359e-06 | 5.641e-06 | 5.272e-06 | 5.8371e-06 | 8.0259e-06 | 1.0368e-05 | 9.6898e-06 | 1.3401e-05 | 1.2488e-05 | 1.1671e-05 | 1.0908e-05 | 1.0221e-05 | 9.5256e-06 | 1.3125e-05 | 1.2267e-05 | 1.1494e-05 | 1.1977e-05 | 1.1193e-05 | 1.0461e-05 | 9.8024e-06 | 1.0369e-05 | 9.6905e-06 | 1.0487e-05
TAS1 | Hydro | 0 | 0 | 0 | 0 | 0 | 0 | 0 | 0 | 0 | 0 | 0 | 0 | 0 | 0 | 0 | 0 | 0 | 0 | 0 | 0 | 0 | 0 | 0 | 0 | 0
TAS1 | Hydrogen Electrolyser | 0 | 0 | 0 | 0 | 497.3891 | 899.1245 | 1502.0031 | 1921.9341 | 1956.4066 | 1833.2568 | 1708.4846 | 1632.4319 | 1525.6373 | 1461.7092 | 1362.2247 | 1289.3013 | 1262.0246 | 1339.7418 | 1277.021 | 1193.4776 | 1154.2609 | 1081.6037 | 1051.3838 | 994.1177 | 948.7877
TAS1 | Wind | 0 | 16029.5557 | 22507.2177 | 28433.6694 | 29392.6421 | 30184.1303 | 30591.6569 | 30891.1481 | 30967.995 | 31011.6244 | 30725.6841 | 30470.5478 | 30117.2924 | 29758.4046 | 27733.0346 | 25918.7239 | 24223.1064 | 22698.3364 | 21153.4778 | 19769.6054 | 18476.2667 | 17313.2426 | 16134.8958 | 15079.3418 | 14092.8428
TAS1 | Solar PV | 0 | 1.87e-05 | 2.5905e-05 | 5.8249e-05 | 5.7159e-05 | 5.7655e-05 | 5.3731e-05 | 5.0215e-05 | 4.693e-05 | 5.8435e-05 | 5.4457e-05 | 6.5943e-05 | 8.4525e-05 | 0.00010078 | 9.5239e-05 | 8.9008e-05 | 8.3625e-05 | 8.0032e-05 | 7.4585e-05 | 6.9705e-05 | 6.6509e-05 | 6.2323e-05 | 6.0383e-05 | 5.6432e-05 | 5.274e-05
TAS1 | Grid Battery | 0 | 9.0232e-05 | 0.00010761 | 0.00037758 | 0.00035288 | 0.00033067 | 0.00030816 | 0.000288 | 0.00026916 | 0.00025222 | 0.00023505 | 0.00021967 | 0.0002053 | 0.00020411 | 0.00019022 | 0.00025998 | 0.00024297 | 0.00022767 | 0.00022028 | 0.00020587 | 0.00021888 | 0.0002057 | 0.00021341 | 0.00027478 | 0.00028665
TAS1 | PHES | 0 | 0 | 8.4699e-05 | 0.00017215 | 0.00016089 | 0.00015076 | 0.00014573 | 0.00013619 | 0.00012728 | 0.00011927 | 0.00011115 | 0.00010388 | 9.7087e-05 | 9.6459e-05 | 8.9894e-05 | 0.00010586 | 9.8932e-05 | 0.00010399 | 0.00010068 | 9.409e-05 | 9.2836e-05 | 8.6992e-05 | 8.7739e-05 | 8.3951e-05 | 8.7613e-05
TAS1 | VPP | 0 | 0 | 0 | 0 | 0 | 0 | 0 | 0 | 0 | 0 | 0 | 0 | 0 | 0 | 0 | 0 | 0 | 0 | 0 | 0 | 0 | 0 | 0 | 0 | 0
Total |  | 0 | 16029.5558 | 22507.218 | 28433.67 | 29890.0318 | 31083.2553 | 32093.6605 | 32813.0827 | 32924.402 | 32844.8816 | 32434.1691 | 32102.9801 | 31642.93 | 31220.1142 | 29095.2596 | 27208.0257 | 25485.1315 | 24038.0786 | 22430.4992 | 20963.0834 | 19630.528 | 18394.8467 | 17186.2799 | 16073.46 | 15041.631

## ML1_Fuel Cost
Fuel cost by technology ($000s) - ML1, Step Change Scenario
Fuel | Real June 2025 dollars discounted to 1 July 2025
Explicitly modelled generation
Region | Technology | 2026-27 | 2027-28 | 2028-29 | 2029-30 | 2030-31 | 2031-32 | 2032-33 | 2033-34 | 2034-35 | 2035-36 | 2036-37 | 2037-38 | 2038-39 | 2039-40 | 2040-41 | 2041-42 | 2042-43 | 2043-44 | 2044-45 | 2045-46 | 2046-47 | 2047-48 | 2048-49 | 2049-50 | 2050-51
NEM | Black Coal | 2771425.46 | 2195291.091 | 1772538.3643 | 649398.5885 | 591313.698 | 513910.8195 | 470108.2375 | 406953.2929 | 302601.2166 | 251309.8273 | 201688.3319 | 164790.7106 | 124615.0537 | 113446.719 | 3615.9336 | 0.0070587 | 0.00113 | 0.00083881 | 0.00066069 | 0.00043758 | 0.00039151 | 0.00035001 | 0.00030841 | 0.0002978 | 0.00036824
NEM | Brown Coal | 300252.802 | 251444.0382 | 158243.1822 | 26180.7864 | 9965.4674 | 0.0004622 | 0.00042382 | 0.0003861 | 0.00020525 | 7.0832e-05 | 5.9917e-05 | 5.5626e-05 | 5.2701e-05 | 4.9656e-05 | 4.3171e-05 | 3.8687e-05 | 3.4773e-05 | 3.257e-05 | 2.8814e-05 | 2.2653e-05 | 2.1132e-05 | 0 | 0 | 0 | 0
NEM | CCGT | 566470.9524 | 378785.5826 | 702077.7115 | 708708.2585 | 629255.3496 | 516593.0446 | 562986.8364 | 570901.2145 | 489829.1169 | 414432.4308 | 374344.8033 | 336968.7474 | 316926.1753 | 287172.7648 | 273926.6592 | 217657.7861 | 223687.1045 | 186568.749 | 166238.9412 | 123946.2375 | 113100.6252 | 92380.4091 | 96796.2752 | 86418.1632 | 59029.2662
NEM | Gas - Steam | 2758.0942 | 1897.5279 | 13657.6489 | 19928.8051 | 24560.059 | 12943.5492 | 18770.8412 | 8799.204 | 24319.974 | 10686.3651 | 10143.7584 | 19875.3947 | 15253.2488 | 757.814 | 714.9281 | 645.5737 | 655.3122 | 561.9592 | 491.5565 | 465.7383 | 471.6269 | 393.3092 | 366.7305 | 338.5072 | 0
NEM | OCGT / Diesel | 393271.0544 | 218348.6823 | 382067.5351 | 508521.3349 | 495378.9259 | 370487.7044 | 410945.6051 | 308618.5935 | 447654.3906 | 263422.5469 | 313125.1985 | 465890.3492 | 550794.2173 | 607008.746 | 631745.1975 | 562687.3247 | 383874.1763 | 685979.4401 | 445559.982 | 490049.3434 | 584794.0113 | 543868.9347 | 590131.0559 | 510316.4928 | 614079.4851
NEM | Hydro | 0 | 0 | 0 | 0 | 0 | 0 | 0 | 0 | 0 | 0 | 0 | 0 | 0 | 0 | 0 | 0 | 0 | 0 | 0 | 0 | 0 | 0 | 0 | 0 | 0
NEM | Hydrogen Electrolyser | 0 | 0 | 0 | 0 | 0 | 0 | 0 | 0 | 0 | 0 | 0 | 0 | 0 | 0 | 0 | 0 | 0 | 0 | 0 | 0 | 0 | 0 | 0 | 0 | 0
NEM | Wind | 0 | 0 | 0 | 0 | 0 | 0 | 0 | 0 | 0 | 0 | 0 | 0 | 0 | 0 | 0 | 0 | 0 | 0 | 0 | 0 | 0 | 0 | 0 | 0 | 0
NEM | Solar PV | 0 | 0 | 0 | 0 | 0 | 0 | 0 | 0 | 0 | 0 | 0 | 0 | 0 | 0 | 0 | 0 | 0 | 0 | 0 | 0 | 0 | 0 | 0 | 0 | 0
NEM | Grid Battery | 0 | 0 | 0 | 0 | 0 | 0 | 0 | 0 | 0 | 0 | 0 | 0 | 0 | 0 | 0 | 0 | 0 | 0 | 0 | 0 | 0 | 0 | 0 | 0 | 0
NEM | PHES | 0 | 0 | 0 | 0 | 0 | 0 | 0 | 0 | 0 | 0 | 0 | 0 | 0 | 0 | 0 | 0 | 0 | 0 | 0 | 0 | 0 | 0 | 0 | 0 | 0
NEM | VPP | 0 | 0 | 0 | 0 | 0 | 0 | 0 | 0 | 0 | 0 | 0 | 0 | 0 | 0 | 0 | 0 | 0 | 0 | 0 | 0 | 0 | 0 | 0 | 0 | 0
Total |  | 4034178.3631 | 3045766.922 | 3028584.442 | 1912737.7733 | 1750473.4999 | 1413935.1182 | 1462811.5206 | 1295272.3053 | 1264404.6984 | 939851.1702 | 899302.0922 | 987525.202 | 1007588.6951 | 1008386.0438 | 910002.7184 | 780990.6915 | 608216.5942 | 873110.1492 | 612290.4803 | 614461.3197 | 698366.2638 | 636642.6533 | 687294.062 | 597073.1634 | 673108.7517
Region | Technology | 2026-27 | 2027-28 | 2028-29 | 2029-30 | 2030-31 | 2031-32 | 2032-33 | 2033-34 | 2034-35 | 2035-36 | 2036-37 | 2037-38 | 2038-39 | 2039-40 | 2040-41 | 2041-42 | 2042-43 | 2043-44 | 2044-45 | 2045-46 | 2046-47 | 2047-48 | 2048-49 | 2049-50 | 2050-51
NSW1 | Black Coal | 1452986.984 | 1044783.983 | 876142.0068 | 257811.8609 | 230482.1805 | 217109.8237 | 184927.1075 | 132123.204 | 110123.952 | 93404.352 | 72011.16 | 78003.978 | 46870.0312 | 39047.1108 | 0 | 0 | 0 | 0 | 0 | 0 | 0 | 0 | 0 | 0 | 0
NSW1 | Brown Coal | 0 | 0 | 0 | 0 | 0 | 0 | 0 | 0 | 0 | 0 | 0 | 0 | 0 | 0 | 0 | 0 | 0 | 0 | 0 | 0 | 0 | 0 | 0 | 0 | 0
NSW1 | CCGT | 330420.336 | 221655.4861 | 289505.5522 | 291899.8241 | 222895.5442 | 173410.2282 | 206165.2722 | 222361.2563 | 170470.2802 | 178583.4922 | 168147.6962 | 164398.2443 | 157616.3323 | 151264.9003 | 150625.1683 | 123974.6483 | 117507.8202 | 86316.3522 | 81539.0722 | 74478.6082 | 77917.3282 | 61357.9242 | 66701.2122 | 60348.3362 | 59029.2643
NSW1 | Gas - Steam | 0 | 0 | 0 | 0 | 0 | 0 | 0 | 0 | 0 | 0 | 0 | 0 | 0 | 0 | 0 | 0 | 0 | 0 | 0 | 0 | 0 | 0 | 0 | 0 | 0
NSW1 | OCGT / Diesel | 221848.5124 | 215660.0805 | 270894.8517 | 313924.3982 | 286916.8532 | 237380.8352 | 231813.1368 | 193573.8973 | 252236.9387 | 153662.0268 | 185000.8338 | 244995.0322 | 311761.8012 | 309449.1692 | 341874.6502 | 244674.2562 | 187569.9402 | 368968.9682 | 240185.9132 | 262681.7267 | 300589.4192 | 345682.1713 | 295578.3942 | 306518.8117 | 347448.9243
NSW1 | Hydro | 0 | 0 | 0 | 0 | 0 | 0 | 0 | 0 | 0 | 0 | 0 | 0 | 0 | 0 | 0 | 0 | 0 | 0 | 0 | 0 | 0 | 0 | 0 | 0 | 0
NSW1 | Hydrogen Electrolyser | 0 | 0 | 0 | 0 | 0 | 0 | 0 | 0 | 0 | 0 | 0 | 0 | 0 | 0 | 0 | 0 | 0 | 0 | 0 | 0 | 0 | 0 | 0 | 0 | 0
NSW1 | Wind | 0 | 0 | 0 | 0 | 0 | 0 | 0 | 0 | 0 | 0 | 0 | 0 | 0 | 0 | 0 | 0 | 0 | 0 | 0 | 0 | 0 | 0 | 0 | 0 | 0
NSW1 | Solar PV | 0 | 0 | 0 | 0 | 0 | 0 | 0 | 0 | 0 | 0 | 0 | 0 | 0 | 0 | 0 | 0 | 0 | 0 | 0 | 0 | 0 | 0 | 0 | 0 | 0
NSW1 | Grid Battery | 0 | 0 | 0 | 0 | 0 | 0 | 0 | 0 | 0 | 0 | 0 | 0 | 0 | 0 | 0 | 0 | 0 | 0 | 0 | 0 | 0 | 0 | 0 | 0 | 0
NSW1 | PHES | 0 | 0 | 0 | 0 | 0 | 0 | 0 | 0 | 0 | 0 | 0 | 0 | 0 | 0 | 0 | 0 | 0 | 0 | 0 | 0 | 0 | 0 | 0 | 0 | 0
NSW1 | VPP | 0 | 0 | 0 | 0 | 0 | 0 | 0 | 0 | 0 | 0 | 0 | 0 | 0 | 0 | 0 | 0 | 0 | 0 | 0 | 0 | 0 | 0 | 0 | 0 | 0
Total |  | 2005255.8324 | 1482099.5497 | 1436542.4107 | 863636.0832 | 740294.5779 | 627900.8871 | 622905.5166 | 548058.3576 | 532831.171 | 425649.871 | 425159.69 | 487397.2545 | 516248.1647 | 499761.1803 | 492499.8185 | 368648.9045 | 305077.7604 | 455285.3205 | 321724.9854 | 337160.3349 | 378506.7475 | 407040.0955 | 362279.6065 | 366867.1479 | 406478.1886
Region | Technology | 2026-27 | 2027-28 | 2028-29 | 2029-30 | 2030-31 | 2031-32 | 2032-33 | 2033-34 | 2034-35 | 2035-36 | 2036-37 | 2037-38 | 2038-39 | 2039-40 | 2040-41 | 2041-42 | 2042-43 | 2043-44 | 2044-45 | 2045-46 | 2046-47 | 2047-48 | 2048-49 | 2049-50 | 2050-51
QLD1 | Black Coal | 1318438.476 | 1150507.108 | 896396.3575 | 391586.7276 | 360831.5175 | 296800.9958 | 285181.13 | 274830.0889 | 192477.2646 | 157905.4753 | 129677.1719 | 86786.7326 | 77745.0225 | 74399.6082 | 3615.9336 | 0.0070587 | 0.00113 | 0.00083881 | 0.00066069 | 0.00043758 | 0.00039151 | 0.00035001 | 0.00030841 | 0.0002978 | 0.00036824
QLD1 | Brown Coal | 0 | 0 | 0 | 0 | 0 | 0 | 0 | 0 | 0 | 0 | 0 | 0 | 0 | 0 | 0 | 0 | 0 | 0 | 0 | 0 | 0 | 0 | 0 | 0 | 0
QLD1 | CCGT | 124476.5484 | 92655.3695 | 283827.5111 | 312082.2821 | 296622.1252 | 253959.0722 | 266856.6997 | 249462.3178 | 238539.8763 | 179868.2902 | 150973.1067 | 172570.5025 | 159309.8425 | 135907.864 | 123301.4904 | 93683.1374 | 106179.2839 | 100252.3964 | 84699.8685 | 49467.6288 | 35183.2966 | 31022.4845 | 30095.0626 | 26069.8266 | 0.00092511
QLD1 | Gas - Steam | 2265.6495 | 1897.5278 | 1967.3709 | 1820.5851 | 1703.601 | 1512.2632 | 1428.3652 | 1369.4095 | 1214.972 | 1047.6571 | 1046.5324 | 986.9728 | 845.3528 | 757.814 | 714.9281 | 645.5737 | 655.3122 | 561.9592 | 491.5565 | 465.7383 | 471.6269 | 393.3092 | 366.7305 | 338.5072 | 0
QLD1 | OCGT / Diesel | 0.00045936 | 0.00059069 | 18072.4512 | 47952.0467 | 77376.4652 | 47465.9155 | 46298.6056 | 39459.5214 | 87320.9692 | 45627.4273 | 68064.6342 | 100021.8663 | 132173.2493 | 150578.8634 | 160387.3564 | 110384.4324 | 107833.8404 | 117280.004 | 91980.3214 | 109574.9301 | 119418.787 | 85635.6977 | 117237.1781 | 48110.0602 | 41876.9195
QLD1 | Hydro | 0 | 0 | 0 | 0 | 0 | 0 | 0 | 0 | 0 | 0 | 0 | 0 | 0 | 0 | 0 | 0 | 0 | 0 | 0 | 0 | 0 | 0 | 0 | 0 | 0
QLD1 | Hydrogen Electrolyser | 0 | 0 | 0 | 0 | 0 | 0 | 0 | 0 | 0 | 0 | 0 | 0 | 0 | 0 | 0 | 0 | 0 | 0 | 0 | 0 | 0 | 0 | 0 | 0 | 0
QLD1 | Wind | 0 | 0 | 0 | 0 | 0 | 0 | 0 | 0 | 0 | 0 | 0 | 0 | 0 | 0 | 0 | 0 | 0 | 0 | 0 | 0 | 0 | 0 | 0 | 0 | 0
QLD1 | Solar PV | 0 | 0 | 0 | 0 | 0 | 0 | 0 | 0 | 0 | 0 | 0 | 0 | 0 | 0 | 0 | 0 | 0 | 0 | 0 | 0 | 0 | 0 | 0 | 0 | 0
QLD1 | Grid Battery | 0 | 0 | 0 | 0 | 0 | 0 | 0 | 0 | 0 | 0 | 0 | 0 | 0 | 0 | 0 | 0 | 0 | 0 | 0 | 0 | 0 | 0 | 0 | 0 | 0
QLD1 | PHES | 0 | 0 | 0 | 0 | 0 | 0 | 0 | 0 | 0 | 0 | 0 | 0 | 0 | 0 | 0 | 0 | 0 | 0 | 0 | 0 | 0 | 0 | 0 | 0 | 0
QLD1 | VPP | 0 | 0 | 0 | 0 | 0 | 0 | 0 | 0 | 0 | 0 | 0 | 0 | 0 | 0 | 0 | 0 | 0 | 0 | 0 | 0 | 0 | 0 | 0 | 0 | 0
Total |  | 1445180.6744 | 1245060.0059 | 1200263.6907 | 753441.6415 | 736533.7089 | 599738.2467 | 599764.8005 | 565121.3376 | 519553.0821 | 384448.8499 | 349761.4453 | 360366.0742 | 370073.467 | 361644.1496 | 288019.7085 | 204713.1505 | 214668.4377 | 218094.3604 | 177171.7471 | 159508.2977 | 155073.7108 | 117051.4917 | 147698.9716 | 74518.3943 | 41876.9208
Region | Technology | 2026-27 | 2027-28 | 2028-29 | 2029-30 | 2030-31 | 2031-32 | 2032-33 | 2033-34 | 2034-35 | 2035-36 | 2036-37 | 2037-38 | 2038-39 | 2039-40 | 2040-41 | 2041-42 | 2042-43 | 2043-44 | 2044-45 | 2045-46 | 2046-47 | 2047-48 | 2048-49 | 2049-50 | 2050-51
VIC1 | Black Coal | 0 | 0 | 0 | 0 | 0 | 0 | 0 | 0 | 0 | 0 | 0 | 0 | 0 | 0 | 0 | 0 | 0 | 0 | 0 | 0 | 0 | 0 | 0 | 0 | 0
VIC1 | Brown Coal | 300252.802 | 251444.0382 | 158243.1822 | 26180.7864 | 9965.4674 | 0.0004622 | 0.00042382 | 0.0003861 | 0.00020525 | 7.0832e-05 | 5.9917e-05 | 5.5626e-05 | 5.2701e-05 | 4.9656e-05 | 4.3171e-05 | 3.8687e-05 | 3.4773e-05 | 3.257e-05 | 2.8814e-05 | 2.2653e-05 | 2.1132e-05 | 0 | 0 | 0 | 0
VIC1 | CCGT | 0 | 0 | 0 | 0 | 0 | 0 | 0 | 0 | 0 | 0 | 0 | 0 | 0 | 0 | 0 | 0 | 0 | 0 | 0 | 0 | 0 | 0 | 0 | 0 | 0
VIC1 | Gas - Steam | 492.4447 | 6.8474e-05 | 11690.278 | 18108.22 | 22856.458 | 11431.286 | 17342.476 | 7429.7945 | 23105.002 | 9638.708 | 9097.226 | 18888.422 | 14407.896 | 0 | 0 | 0 | 0 | 0 | 0 | 0 | 0 | 0 | 0 | 0 | 0
VIC1 | OCGT / Diesel | 977.9608 | 42.6614 | 33512.6204 | 56107.7093 | 57315.28 | 24586.9922 | 65706.6936 | 23003.2264 | 51023.3533 | 32961.9751 | 29622.5561 | 76024.7038 | 55870.0265 | 89899.518 | 82179.9469 | 162940.1035 | 54484.0008 | 149117.1332 | 92705.2976 | 98524.3577 | 141042.8132 | 89276.1111 | 154067.3773 | 133500.1532 | 193235.6753
VIC1 | Hydro | 0 | 0 | 0 | 0 | 0 | 0 | 0 | 0 | 0 | 0 | 0 | 0 | 0 | 0 | 0 | 0 | 0 | 0 | 0 | 0 | 0 | 0 | 0 | 0 | 0
VIC1 | Hydrogen Electrolyser | 0 | 0 | 0 | 0 | 0 | 0 | 0 | 0 | 0 | 0 | 0 | 0 | 0 | 0 | 0 | 0 | 0 | 0 | 0 | 0 | 0 | 0 | 0 | 0 | 0
VIC1 | Wind | 0 | 0 | 0 | 0 | 0 | 0 | 0 | 0 | 0 | 0 | 0 | 0 | 0 | 0 | 0 | 0 | 0 | 0 | 0 | 0 | 0 | 0 | 0 | 0 | 0
VIC1 | Solar PV | 0 | 0 | 0 | 0 | 0 | 0 | 0 | 0 | 0 | 0 | 0 | 0 | 0 | 0 | 0 | 0 | 0 | 0 | 0 | 0 | 0 | 0 | 0 | 0 | 0
VIC1 | Grid Battery | 0 | 0 | 0 | 0 | 0 | 0 | 0 | 0 | 0 | 0 | 0 | 0 | 0 | 0 | 0 | 0 | 0 | 0 | 0 | 0 | 0 | 0 | 0 | 0 | 0
VIC1 | PHES | 0 | 0 | 0 | 0 | 0 | 0 | 0 | 0 | 0 | 0 | 0 | 0 | 0 | 0 | 0 | 0 | 0 | 0 | 0 | 0 | 0 | 0 | 0 | 0 | 0
VIC1 | VPP | 0 | 0 | 0 | 0 | 0 | 0 | 0 | 0 | 0 | 0 | 0 | 0 | 0 | 0 | 0 | 0 | 0 | 0 | 0 | 0 | 0 | 0 | 0 | 0 | 0
Total |  | 301723.2075 | 251486.6997 | 203446.0806 | 100396.7156 | 90137.2054 | 36018.2787 | 83049.17 | 30433.0213 | 74128.3555 | 42600.6832 | 38719.7822 | 94913.1258 | 70277.9225 | 89899.518 | 82179.9469 | 162940.1035 | 54484.0008 | 149117.1333 | 92705.2976 | 98524.3577 | 141042.8132 | 89276.1111 | 154067.3773 | 133500.1532 | 193235.6753
Region | Technology | 2026-27 | 2027-28 | 2028-29 | 2029-30 | 2030-31 | 2031-32 | 2032-33 | 2033-34 | 2034-35 | 2035-36 | 2036-37 | 2037-38 | 2038-39 | 2039-40 | 2040-41 | 2041-42 | 2042-43 | 2043-44 | 2044-45 | 2045-46 | 2046-47 | 2047-48 | 2048-49 | 2049-50 | 2050-51
SA1 | Black Coal | 0 | 0 | 0 | 0 | 0 | 0 | 0 | 0 | 0 | 0 | 0 | 0 | 0 | 0 | 0 | 0 | 0 | 0 | 0 | 0 | 0 | 0 | 0 | 0 | 0
SA1 | Brown Coal | 0 | 0 | 0 | 0 | 0 | 0 | 0 | 0 | 0 | 0 | 0 | 0 | 0 | 0 | 0 | 0 | 0 | 0 | 0 | 0 | 0 | 0 | 0 | 0 | 0
SA1 | CCGT | 111574.068 | 64474.7268 | 128744.6482 | 104726.1521 | 109737.6802 | 89223.7442 | 89964.8643 | 99077.6403 | 80818.9603 | 55980.6482 | 55224.0002 | 0.00044166 | 0.00040926 | 0.00039356 | 0.00036074 | 0.00033136 | 0.00032556 | 0.00035056 | 0.00031715 | 0.0003108 | 0.0003042 | 0.00028966 | 0.00027292 | 0.00025498 | 0.00084898
SA1 | Gas - Steam | 0 | 0 | 0 | 0 | 0 | 0 | 0 | 0 | 0 | 0 | 0 | 0 | 0 | 0 | 0 | 0 | 0 | 0 | 0 | 0 | 0 | 0 | 0 | 0 | 0
SA1 | OCGT / Diesel | 170444.5806 | 2645.9396 | 59587.6115 | 90419.0606 | 73589.7769 | 60808.2511 | 66238.9665 | 52577.0585 | 56556.0213 | 30355.8405 | 29937.4053 | 43738.3184 | 50304.9402 | 56260.3122 | 47126.687 | 44245.5308 | 33972.9974 | 50258.9683 | 20433.7345 | 19100.6216 | 23575.0579 | 23097.7169 | 22840.2183 | 21974.059 | 31517.9659
SA1 | Hydro | 0 | 0 | 0 | 0 | 0 | 0 | 0 | 0 | 0 | 0 | 0 | 0 | 0 | 0 | 0 | 0 | 0 | 0 | 0 | 0 | 0 | 0 | 0 | 0 | 0
SA1 | Hydrogen Electrolyser | 0 | 0 | 0 | 0 | 0 | 0 | 0 | 0 | 0 | 0 | 0 | 0 | 0 | 0 | 0 | 0 | 0 | 0 | 0 | 0 | 0 | 0 | 0 | 0 | 0
SA1 | Wind | 0 | 0 | 0 | 0 | 0 | 0 | 0 | 0 | 0 | 0 | 0 | 0 | 0 | 0 | 0 | 0 | 0 | 0 | 0 | 0 | 0 | 0 | 0 | 0 | 0
SA1 | Solar PV | 0 | 0 | 0 | 0 | 0 | 0 | 0 | 0 | 0 | 0 | 0 | 0 | 0 | 0 | 0 | 0 | 0 | 0 | 0 | 0 | 0 | 0 | 0 | 0 | 0
SA1 | Grid Battery | 0 | 0 | 0 | 0 | 0 | 0 | 0 | 0 | 0 | 0 | 0 | 0 | 0 | 0 | 0 | 0 | 0 | 0 | 0 | 0 | 0 | 0 | 0 | 0 | 0
SA1 | PHES | 0 | 0 | 0 | 0 | 0 | 0 | 0 | 0 | 0 | 0 | 0 | 0 | 0 | 0 | 0 | 0 | 0 | 0 | 0 | 0 | 0 | 0 | 0 | 0 | 0
SA1 | VPP | 0 | 0 | 0 | 0 | 0 | 0 | 0 | 0 | 0 | 0 | 0 | 0 | 0 | 0 | 0 | 0 | 0 | 0 | 0 | 0 | 0 | 0 | 0 | 0 | 0
Total |  | 282018.6486 | 67120.6664 | 188332.2597 | 195145.2128 | 183327.4571 | 150031.9953 | 156203.8308 | 151654.6988 | 137374.9816 | 86336.4887 | 85161.4056 | 43738.3188 | 50304.9406 | 56260.3126 | 47126.6874 | 44245.5311 | 33972.9977 | 50258.9687 | 20433.7348 | 19100.6219 | 23575.0582 | 23097.7172 | 22840.2186 | 21974.0592 | 31517.9668
Region | Technology | 2026-27 | 2027-28 | 2028-29 | 2029-30 | 2030-31 | 2031-32 | 2032-33 | 2033-34 | 2034-35 | 2035-36 | 2036-37 | 2037-38 | 2038-39 | 2039-40 | 2040-41 | 2041-42 | 2042-43 | 2043-44 | 2044-45 | 2045-46 | 2046-47 | 2047-48 | 2048-49 | 2049-50 | 2050-51
TAS1 | Black Coal | 0 | 0 | 0 | 0 | 0 | 0 | 0 | 0 | 0 | 0 | 0 | 0 | 0 | 0 | 0 | 0 | 0 | 0 | 0 | 0 | 0 | 0 | 0 | 0 | 0
TAS1 | Brown Coal | 0 | 0 | 0 | 0 | 0 | 0 | 0 | 0 | 0 | 0 | 0 | 0 | 0 | 0 | 0 | 0 | 0 | 0 | 0 | 0 | 0 | 0 | 0 | 0 | 0
TAS1 | CCGT | 0 | 0.0001038 | 9.4382e-05 | 7.5423e-05 | 0.00013192 | 0.00013029 | 0.00014713 | 0.00014379 | 0.0001263 | 0.00011586 | 0.00010945 | 0.00010338 | 9.7722e-05 | 9.8232e-05 | 9.5255e-05 | 9.5288e-05 | 8.9164e-05 | 9.7796e-05 | 9.191e-05 | 8.7872e-05 | 8.9146e-05 | 8.4892e-05 | 9.2808e-05 | 8.6821e-05 | 0.00012714
TAS1 | Gas - Steam | 0 | 0 | 0 | 0 | 0 | 0 | 0 | 0 | 0 | 0 | 0 | 0 | 0 | 0 | 0 | 0 | 0 | 0 | 0 | 0 | 0 | 0 | 0 | 0 | 0
TAS1 | OCGT / Diesel | 0.00014492 | 0.00023508 | 0.00021739 | 118.1201 | 180.5505 | 245.7104 | 888.2025 | 4.8899 | 517.1081 | 815.2773 | 499.769 | 1110.4286 | 684.2001 | 820.8832 | 176.557 | 443.0018 | 13.3975 | 354.3663 | 254.7153 | 167.7073 | 167.934 | 177.2378 | 407.888 | 213.4087 | 0.00012239
TAS1 | Hydro | 0 | 0 | 0 | 0 | 0 | 0 | 0 | 0 | 0 | 0 | 0 | 0 | 0 | 0 | 0 | 0 | 0 | 0 | 0 | 0 | 0 | 0 | 0 | 0 | 0
TAS1 | Hydrogen Electrolyser | 0 | 0 | 0 | 0 | 0 | 0 | 0 | 0 | 0 | 0 | 0 | 0 | 0 | 0 | 0 | 0 | 0 | 0 | 0 | 0 | 0 | 0 | 0 | 0 | 0
TAS1 | Wind | 0 | 0 | 0 | 0 | 0 | 0 | 0 | 0 | 0 | 0 | 0 | 0 | 0 | 0 | 0 | 0 | 0 | 0 | 0 | 0 | 0 | 0 | 0 | 0 | 0
TAS1 | Solar PV | 0 | 0 | 0 | 0 | 0 | 0 | 0 | 0 | 0 | 0 | 0 | 0 | 0 | 0 | 0 | 0 | 0 | 0 | 0 | 0 | 0 | 0 | 0 | 0 | 0
TAS1 | Grid Battery | 0 | 0 | 0 | 0 | 0 | 0 | 0 | 0 | 0 | 0 | 0 | 0 | 0 | 0 | 0 | 0 | 0 | 0 | 0 | 0 | 0 | 0 | 0 | 0 | 0
TAS1 | PHES | 0 | 0 | 0 | 0 | 0 | 0 | 0 | 0 | 0 | 0 | 0 | 0 | 0 | 0 | 0 | 0 | 0 | 0 | 0 | 0 | 0 | 0 | 0 | 0 | 0
TAS1 | VPP | 0 | 0 | 0 | 0 | 0 | 0 | 0 | 0 | 0 | 0 | 0 | 0 | 0 | 0 | 0 | 0 | 0 | 0 | 0 | 0 | 0 | 0 | 0 | 0 | 0
Total |  | 0.00014492 | 0.00033888 | 0.00031177 | 118.1202 | 180.5506 | 245.7105 | 888.2027 | 4.89 | 517.1082 | 815.2774 | 499.7691 | 1110.4287 | 684.2002 | 820.8833 | 176.5571 | 443.0019 | 13.3976 | 354.3664 | 254.7154 | 167.7074 | 167.9341 | 177.2379 | 407.8881 | 213.4088 | 0.00024953

## ML1_Build Cost
New generation build cost (CAPEX) by technology ($000s) - ML1, Step Change Scenario
CAPEX | Real June 2025 dollars discounted to 1 July 2025. The total capital costs are annualised for modelling purposes. Build costs do not include capital costs of existing, committed and anticipated generators and transmission projects since there will be no difference in these costs between the Base Case and option case.
Explicitly modelled generation
Region | Technology | 2026-27 | 2027-28 | 2028-29 | 2029-30 | 2030-31 | 2031-32 | 2032-33 | 2033-34 | 2034-35 | 2035-36 | 2036-37 | 2037-38 | 2038-39 | 2039-40 | 2040-41 | 2041-42 | 2042-43 | 2043-44 | 2044-45 | 2045-46 | 2046-47 | 2047-48 | 2048-49 | 2049-50 | 2050-51
NEM | Black Coal | 0 | 0 | 0 | 0 | 0 | 0 | 0 | 0 | 0 | 0 | 0 | 0 | 0 | 0 | 0 | 0 | 0 | 0 | 0 | 0 | 0 | 0 | 0 | 0 | 0
NEM | Brown Coal | 0 | 0 | 0 | 0 | 0 | 0 | 0 | 0 | 0 | 0 | 0 | 0 | 0 | 0 | 0 | 0 | 0 | 0 | 0 | 0 | 0 | 0 | 0 | 0 | 0
NEM | CCGT | 0 | 0.00031142 | 0.00029022 | 0.00027124 | 0.00036113 | 0.0003384 | 0.00043856 | 0.00050853 | 0.00047526 | 0.00044535 | 0.00041504 | 0.00077018 | 0.0007198 | 0.00067449 | 0.00062858 | 0.00058746 | 0.00054903 | 0.00053022 | 0.00049413 | 0.0004618 | 0.00057503 | 0.00053883 | 0.00058508 | 0.0005468 | 0.001073
NEM | Gas - Steam | 0 | 0 | 0 | 0 | 0 | 0 | 0 | 0 | 0 | 0 | 0 | 0 | 0 | 0 | 0 | 0 | 0 | 0 | 0 | 0 | 0 | 0 | 0 | 0 | 0
NEM | OCGT / Diesel | 0 | 0.00046489 | 0.00043325 | 0.00040491 | 0.00037842 | 0.00038116 | 0.00046926 | 0.00067825 | 0.00065442 | 15587.2559 | 14526.3805 | 69753.9173 | 65190.5769 | 61087.0308 | 56929.4208 | 153458.5048 | 143419.1633 | 170011.3943 | 207256.4779 | 193697.6428 | 221091.4728 | 207174.445 | 221392.3025 | 206908.6939 | 233740.3363
NEM | Hydro | 0 | 0 | 0 | 0 | 0 | 0 | 0 | 0 | 0 | 0 | 0 | 0 | 0 | 0 | 0 | 0 | 0 | 0 | 0 | 0 | 0 | 0 | 0 | 0 | 0
NEM | Hydrogen Electrolyser | 0 | 0 | 0 | 0 | 58950.0841 | 77732.0628 | 110966.7606 | 151347.0016 | 208388.3479 | 227811.0282 | 243721.3797 | 257410.5162 | 268425.224 | 276759.9739 | 252011.8599 | 226614.0742 | 232546.9356 | 212208.2196 | 169571.3328 | 164884.863 | 153538.0819 | 130019.9674 | 107479.908 | 96273.343 | 77843.1496
NEM | Wind | 0 | 176336.2216 | 435364.934 | 2093236.1612 | 1982827.0414 | 2035937.2711 | 2212303.7672 | 2372077.2304 | 2825293.9728 | 2732017.737 | 2981005.9352 | 3400343.8583 | 3425774.0401 | 3468491.068 | 3341564.1505 | 3450386.5219 | 3403349.3087 | 3279132.3679 | 3167225.8848 | 3024809.9116 | 2985088.4055 | 2837999.682 | 2644844.1886 | 2471816.9997 | 2310109.3448
NEM | Solar PV | 0 | 0.0015114 | 0.0021532 | 648923.1154 | 606470.2012 | 568294.7689 | 529616.3793 | 494968.5786 | 554446.4999 | 519545.8009 | 492470.9807 | 642242.8198 | 600226.9357 | 562444.4976 | 595441.625 | 575546.7632 | 564827.6102 | 686666.2285 | 646895.7524 | 604748.0522 | 745808.8825 | 707718.8824 | 694610.4852 | 650199.7597 | 607663.3267
NEM | Grid Battery | 0 | 0.0042079 | 0.0058267 | 716207.079 | 669352.4101 | 627218.7359 | 584529.9554 | 617162.0956 | 611373.3355 | 572889.2656 | 533898.1726 | 498970.2546 | 466327.3406 | 436973.4698 | 407232.865 | 426321.8865 | 398431.6695 | 373351.6221 | 351192.7962 | 328217.5664 | 359701.973 | 337059.8398 | 349542.9962 | 141765.6453 | 150906.727
NEM | PHES | 0 | 0 | 0.0012968 | 0.0022108 | 0.0022458 | 0.0021044 | 0.0020106 | 0.0059886 | 0.0055968 | 0.0052445 | 0.0048875 | 0.0045678 | 0.004269 | 0.0040242 | 0.0037503 | 0.0036732 | 0.0034329 | 0.0032886 | 0.0031205 | 0.0029164 | 0.0027885 | 0.002613 | 0.0025068 | 0.0023517 | 0.0022777
NEM | VPP | 0 | 0 | 0 | 0 | 0 | 0 | 0 | 0 | 0 | 0 | 0 | 0 | 0 | 0 | 0 | 0 | 0 | 0 | 0 | 0 | 0 | 0 | 0 | 0 | 0
Total |  | 0 | 176336.2281 | 435364.944 | 3458366.3585 | 3317599.7398 | 3309182.8415 | 3437416.8654 | 3635554.9135 | 4199502.1629 | 4067851.0932 | 4265622.8538 | 4868721.3716 | 4825944.1223 | 4805756.0447 | 4653179.9257 | 4832327.7548 | 4742574.6912 | 4721369.8363 | 4542142.2476 | 4316358.0394 | 4465228.8191 | 4219972.8198 | 4017869.8836 | 3566964.4445 | 3380262.8878
Region | Technology | 2026-27 | 2027-28 | 2028-29 | 2029-30 | 2030-31 | 2031-32 | 2032-33 | 2033-34 | 2034-35 | 2035-36 | 2036-37 | 2037-38 | 2038-39 | 2039-40 | 2040-41 | 2041-42 | 2042-43 | 2043-44 | 2044-45 | 2045-46 | 2046-47 | 2047-48 | 2048-49 | 2049-50 | 2050-51
NSW1 | Black Coal | 0 | 0 | 0 | 0 | 0 | 0 | 0 | 0 | 0 | 0 | 0 | 0 | 0 | 0 | 0 | 0 | 0 | 0 | 0 | 0 | 0 | 0 | 0 | 0 | 0
NSW1 | Brown Coal | 0 | 0 | 0 | 0 | 0 | 0 | 0 | 0 | 0 | 0 | 0 | 0 | 0 | 0 | 0 | 0 | 0 | 0 | 0 | 0 | 0 | 0 | 0 | 0 | 0
NSW1 | CCGT | 0 | 8.4408e-05 | 7.8663e-05 | 7.3517e-05 | 9.2662e-05 | 8.683e-05 | 0.00011986 | 0.00013353 | 0.00012479 | 0.00011694 | 0.00010898 | 0.00016974 | 0.00015863 | 0.00014865 | 0.00013853 | 0.00012947 | 0.000121 | 0.00011338 | 0.00010567 | 9.8753e-05 | 0.00010429 | 9.7723e-05 | 9.1072e-05 | 8.5114e-05 | 0.00014892
NSW1 | Gas - Steam | 0 | 0 | 0 | 0 | 0 | 0 | 0 | 0 | 0 | 0 | 0 | 0 | 0 | 0 | 0 | 0 | 0 | 0 | 0 | 0 | 0 | 0 | 0 | 0 | 0
NSW1 | OCGT / Diesel | 0 | 9.729e-05 | 9.0669e-05 | 8.4737e-05 | 7.9193e-05 | 8.3615e-05 | 0.00010936 | 0.00013908 | 0.00014022 | 0.0002933 | 0.00027334 | 43984.4061 | 41106.9216 | 38519.3674 | 35897.7224 | 63371.2431 | 59225.4608 | 77008.9761 | 96054.4268 | 89770.4923 | 83897.6564 | 78616.5571 | 73265.88 | 68472.785 | 83949.0697
NSW1 | Hydro | 0 | 0 | 0 | 0 | 0 | 0 | 0 | 0 | 0 | 0 | 0 | 0 | 0 | 0 | 0 | 0 | 0 | 0 | 0 | 0 | 0 | 0 | 0 | 0 | 0
NSW1 | Hydrogen Electrolyser | 0 | 0 | 0 | 0 | 5367.7387 | 14238.6778 | 28492.5424 | 45163.2907 | 64183.1471 | 72281.5332 | 79049.5701 | 84759.4373 | 89137.8954 | 92742.7175 | 92190.0854 | 81492.6136 | 79816.841 | 69135.7728 | 53265.8689 | 51823.5733 | 51161.4525 | 42396.8928 | 34469.5584 | 30261.904 | 23969.5715
NSW1 | Wind | 0 | 0.0017657 | 0.002455 | 421181.0348 | 393627.1353 | 368849.5185 | 343745.4602 | 321257.4408 | 300240.5988 | 281341.3773 | 279028.6382 | 395028.8483 | 391255.7554 | 395635.1454 | 434658.0627 | 527926.2629 | 620140.151 | 593302.6931 | 552951.6626 | 553982.9997 | 532105.3136 | 509259.2426 | 474598.8366 | 443550.3145 | 414533.0041
NSW1 | Solar PV | 0 | 0.00034126 | 0.00050856 | 561916.7371 | 525155.8289 | 492098.8857 | 458606.4211 | 428604.1318 | 400564.609 | 375350.2997 | 349803.7948 | 326919.4597 | 305532.2064 | 286299.8943 | 267471.2474 | 249973.1284 | 234418.237 | 285140.9689 | 265734.1503 | 248522.2559 | 280962.331 | 272132.9907 | 253611.5008 | 237020.0941 | 221514.1066
NSW1 | Grid Battery | 0 | 0.00084267 | 0.0010742 | 175003.6935 | 163554.8537 | 153259.579 | 142828.6653 | 204357.1516 | 190987.9921 | 178965.8858 | 166785.3896 | 155874.1959 | 145676.8185 | 136506.9112 | 127216.1913 | 118893.6368 | 111115.5484 | 104121.1666 | 97034.6347 | 90686.5745 | 84753.8081 | 79418.8165 | 74013.5373 | 23989.1471 | 22419.7639
NSW1 | PHES | 0 | 0 | 0.00078768 | 0.0012589 | 0.0011766 | 0.0011025 | 0.0010275 | 0.0050698 | 0.0047381 | 0.0044399 | 0.0041377 | 0.003867 | 0.003614 | 0.0033865 | 0.003156 | 0.0029917 | 0.002796 | 0.00262 | 0.0024806 | 0.0023183 | 0.0021952 | 0.002057 | 0.0019433 | 0.0018161 | 0.001722
NSW1 | VPP | 0 | 0 | 0 | 0 | 0 | 0 | 0 | 0 | 0 | 0 | 0 | 0 | 0 | 0 | 0 | 0 | 0 | 0 | 0 | 0 | 0 | 0 | 0 | 0 | 0
Total |  | 0 | 0.0031313 | 0.0049948 | 1158101.4669 | 1087705.5579 | 1028446.6623 | 973673.0903 | 999382.0202 | 955976.3521 | 907939.1008 | 874667.3973 | 1006566.3514 | 972709.6011 | 949704.0393 | 957433.3125 | 1041656.888 | 1104716.2412 | 1128709.5802 | 1065040.746 | 1034785.8982 | 1032880.5638 | 981824.5018 | 909959.3151 | 803294.2465 | 766385.5176
Region | Technology | 2026-27 | 2027-28 | 2028-29 | 2029-30 | 2030-31 | 2031-32 | 2032-33 | 2033-34 | 2034-35 | 2035-36 | 2036-37 | 2037-38 | 2038-39 | 2039-40 | 2040-41 | 2041-42 | 2042-43 | 2043-44 | 2044-45 | 2045-46 | 2046-47 | 2047-48 | 2048-49 | 2049-50 | 2050-51
QLD1 | Black Coal | 0 | 0 | 0 | 0 | 0 | 0 | 0 | 0 | 0 | 0 | 0 | 0 | 0 | 0 | 0 | 0 | 0 | 0 | 0 | 0 | 0 | 0 | 0 | 0 | 0
QLD1 | Brown Coal | 0 | 0 | 0 | 0 | 0 | 0 | 0 | 0 | 0 | 0 | 0 | 0 | 0 | 0 | 0 | 0 | 0 | 0 | 0 | 0 | 0 | 0 | 0 | 0 | 0
QLD1 | CCGT | 0 | 8.5094e-05 | 7.9302e-05 | 7.4114e-05 | 9.2945e-05 | 8.7094e-05 | 0.00010782 | 0.00015939 | 0.00014896 | 0.00013958 | 0.00013008 | 0.00031615 | 0.00029547 | 0.00027687 | 0.00025802 | 0.00024114 | 0.00022537 | 0.00021118 | 0.00019681 | 0.00018393 | 0.00030334 | 0.00028424 | 0.00034208 | 0.0003197 | 0.00048254
QLD1 | Gas - Steam | 0 | 0 | 0 | 0 | 0 | 0 | 0 | 0 | 0 | 0 | 0 | 0 | 0 | 0 | 0 | 0 | 0 | 0 | 0 | 0 | 0 | 0 | 0 | 0 | 0
QLD1 | OCGT / Diesel | 0 | 9.6035e-05 | 8.9498e-05 | 8.3643e-05 | 7.8171e-05 | 7.3251e-05 | 7.9591e-05 | 0.00018557 | 0.00017343 | 0.00017931 | 0.00016711 | 0.0005892 | 0.00055065 | 0.00051599 | 0.00048087 | 0.00077836 | 0.00072743 | 0.00068165 | 18410.6801 | 17206.2431 | 56146.2395 | 52612.0065 | 77349.4509 | 72289.2064 | 67560.006
QLD1 | Hydro | 0 | 0 | 0 | 0 | 0 | 0 | 0 | 0 | 0 | 0 | 0 | 0 | 0 | 0 | 0 | 0 | 0 | 0 | 0 | 0 | 0 | 0 | 0 | 0 | 0
QLD1 | Hydrogen Electrolyser | 0 | 0 | 0 | 0 | 7349.5355 | 8463.4361 | 10552.7942 | 13495.8326 | 28757.4596 | 30372.6976 | 31358.4114 | 32049.2917 | 32814.8834 | 33453.9539 | 30365.2311 | 27579.8521 | 27837.7334 | 27359.1846 | 17319.1541 | 21895.1577 | 22585.5378 | 19796.5344 | 17270.2879 | 18403.4137 | 15714.4932
QLD1 | Wind | 0 | 0.0019228 | 0.0023307 | 453073.2225 | 423432.9181 | 396779.1191 | 471315.7291 | 515849.5972 | 565928.0685 | 530304.6383 | 652575.3648 | 726243.9878 | 678732.6987 | 636008.5642 | 634189.8591 | 785087.6899 | 749728.552 | 743344.301 | 755843.042 | 706395.3662 | 715479.2416 | 670442.0253 | 624811.4498 | 583935.9358 | 545734.5193
QLD1 | Solar PV | 0 | 0.00037949 | 0.0005204 | 0.0013137 | 0.0012277 | 0.0014928 | 0.0013912 | 0.0013002 | 0.0012151 | 0.0027556 | 8285.6959 | 187069.2731 | 174831.0965 | 163826.017 | 223296.2432 | 208688.0777 | 221170.5348 | 255574.4161 | 245144.2365 | 229106.763 | 346043.7166 | 324261.3296 | 337251.2204 | 316219.1385 | 295531.9051
QLD1 | Grid Battery | 0 | 0.00088164 | 0.0011316 | 188872.5868 | 176516.4362 | 165405.2698 | 154147.7151 | 144063.2851 | 134638.5841 | 126163.4996 | 117576.7569 | 109884.8195 | 102696.0929 | 96231.69 | 89682.1192 | 126572.4792 | 118292.0366 | 110845.9169 | 103301.6955 | 96543.6406 | 143184.2852 | 134171.2749 | 160463.1156 | 101202.4814 | 110769.4122
QLD1 | PHES | 0 | 0 | 0 | 0 | 0.00017962 | 0.00016831 | 0.00015686 | 0.0001466 | 0.00013701 | 0.00012838 | 0.00011964 | 0.00011182 | 0.0001045 | 9.7924e-05 | 9.1259e-05 | 8.5289e-05 | 7.9709e-05 | 7.4692e-05 | 6.9608e-05 | 6.5054e-05 | 6.0799e-05 | 5.6971e-05 | 5.3094e-05 | 4.9621e-05 | 4.6374e-05
QLD1 | VPP | 0 | 0 | 0 | 0 | 0 | 0 | 0 | 0 | 0 | 0 | 0 | 0 | 0 | 0 | 0 | 0 | 0 | 0 | 0 | 0 | 0 | 0 | 0 | 0 | 0
Total |  | 0 | 0.0033651 | 0.0041516 | 641945.8108 | 607298.8914 | 570647.8268 | 636016.2401 | 673408.7167 | 729324.1139 | 686840.8388 | 809796.2294 | 1055247.3731 | 989074.7725 | 929520.2259 | 977533.4534 | 1147928.0999 | 1117028.8578 | 1137123.8196 | 1140018.8086 | 1071147.1709 | 1283439.021 | 1201283.171 | 1217145.5249 | 1092050.1762 | 1035310.3363
Region | Technology | 2026-27 | 2027-28 | 2028-29 | 2029-30 | 2030-31 | 2031-32 | 2032-33 | 2033-34 | 2034-35 | 2035-36 | 2036-37 | 2037-38 | 2038-39 | 2039-40 | 2040-41 | 2041-42 | 2042-43 | 2043-44 | 2044-45 | 2045-46 | 2046-47 | 2047-48 | 2048-49 | 2049-50 | 2050-51
VIC1 | Black Coal | 0 | 0 | 0 | 0 | 0 | 0 | 0 | 0 | 0 | 0 | 0 | 0 | 0 | 0 | 0 | 0 | 0 | 0 | 0 | 0 | 0 | 0 | 0 | 0 | 0
VIC1 | Brown Coal | 0 | 0 | 0 | 0 | 0 | 0 | 0 | 0 | 0 | 0 | 0 | 0 | 0 | 0 | 0 | 0 | 0 | 0 | 0 | 0 | 0 | 0 | 0 | 0 | 0
VIC1 | CCGT | 0 | 0 | 0 | 0 | 0 | 0 | 0 | 0 | 0 | 0 | 0 | 0 | 0 | 0 | 0 | 0 | 0 | 0 | 0 | 0 | 0 | 0 | 0 | 0 | 0
VIC1 | Gas - Steam | 0 | 0 | 0 | 0 | 0 | 0 | 0 | 0 | 0 | 0 | 0 | 0 | 0 | 0 | 0 | 0 | 0 | 0 | 0 | 0 | 0 | 0 | 0 | 0 | 0
VIC1 | OCGT / Diesel | 0 | 9.5979e-05 | 8.9447e-05 | 8.3595e-05 | 7.8126e-05 | 8.2042e-05 | 0.00010981 | 0.00013387 | 0.00013542 | 15587.2549 | 14526.3795 | 20276.7947 | 18950.2754 | 17757.4139 | 16548.8366 | 85897.6708 | 80278.197 | 88962.8724 | 82908.0206 | 77484.1313 | 72415.076 | 67856.7698 | 63238.4085 | 59101.3163 | 73252.7735
VIC1 | Hydro | 0 | 0 | 0 | 0 | 0 | 0 | 0 | 0 | 0 | 0 | 0 | 0 | 0 | 0 | 0 | 0 | 0 | 0 | 0 | 0 | 0 | 0 | 0 | 0 | 0
VIC1 | Hydrogen Electrolyser | 0 | 0 | 0 | 0 | 5497.0624 | 13785.9339 | 28119.0746 | 47231.8876 | 70201.0595 | 81462.7682 | 91202.7295 | 99774.3312 | 107060.864 | 112410.5672 | 113520.7372 | 103164.5606 | 107778.8248 | 99666.8263 | 83525.5283 | 75657.6033 | 64078.9414 | 52638.104 | 42037.1873 | 33161.36 | 25120.7584
VIC1 | Wind | 0 | 0.0019241 | 187714.2393 | 901903.19 | 842900.1773 | 943801.2048 | 1071289.5894 | 1210620.2247 | 1638165.5423 | 1602873.4954 | 1714451.01 | 1804493.7626 | 1881053.469 | 1969389.8581 | 1835352.3261 | 1715282.5476 | 1636615.5093 | 1570601.7139 | 1479521.7281 | 1410310.5625 | 1383603.8029 | 1324601.4261 | 1234448.4758 | 1153690.164 | 1078215.1063
VIC1 | Solar PV | 0 | 0.00023689 | 0.00031871 | 29883.1971 | 27928.2216 | 26170.226 | 24389.069 | 22793.5224 | 113161.4008 | 106038.2389 | 98821.2301 | 92356.2898 | 86314.2895 | 80881.0707 | 75376.2697 | 70445.1119 | 65836.5531 | 61692.3448 | 57493.537 | 53732.2775 | 50217.082 | 47056.0712 | 43853.4145 | 40984.4996 | 38303.2706
VIC1 | Grid Battery | 0 | 0.0010045 | 0.0015523 | 305243.4492 | 285274.2515 | 267317.1154 | 249123.396 | 232825.6037 | 252180.3526 | 236306.3755 | 220223.2606 | 205816.1313 | 192351.5246 | 180243.5881 | 167976.1309 | 156987.0382 | 146716.8581 | 137481.4834 | 128124.4337 | 119742.4614 | 111908.8424 | 104864.5249 | 97727.3995 | 12526.3873 | 11706.9042
VIC1 | PHES | 0 | 0 | 0 | 0 | 0 | 0 | 0 | 0 | 0 | 0 | 0 | 0 | 0 | 0 | 0 | 0 | 0 | 0 | 0 | 0 | 0 | 0 | 0 | 0 | 0
VIC1 | VPP | 0 | 0 | 0 | 0 | 0 | 0 | 0 | 0 | 0 | 0 | 0 | 0 | 0 | 0 | 0 | 0 | 0 | 0 | 0 | 0 | 0 | 0 | 0 | 0 | 0
Total |  | 0 | 0.0032615 | 187714.2412 | 1237029.8364 | 1161599.7129 | 1251074.4801 | 1372921.1291 | 1513471.2385 | 2073708.3553 | 2042268.1328 | 2139224.6097 | 2222717.3097 | 2285730.4225 | 2360682.4979 | 2208774.3005 | 2131776.9292 | 2037225.9423 | 1958405.2409 | 1831573.2476 | 1736927.0361 | 1682223.7446 | 1597016.8961 | 1481304.8857 | 1299463.7273 | 1226598.8131
Region | Technology | 2026-27 | 2027-28 | 2028-29 | 2029-30 | 2030-31 | 2031-32 | 2032-33 | 2033-34 | 2034-35 | 2035-36 | 2036-37 | 2037-38 | 2038-39 | 2039-40 | 2040-41 | 2041-42 | 2042-43 | 2043-44 | 2044-45 | 2045-46 | 2046-47 | 2047-48 | 2048-49 | 2049-50 | 2050-51
SA1 | Black Coal | 0 | 0 | 0 | 0 | 0 | 0 | 0 | 0 | 0 | 0 | 0 | 0 | 0 | 0 | 0 | 0 | 0 | 0 | 0 | 0 | 0 | 0 | 0 | 0 | 0
SA1 | Brown Coal | 0 | 0 | 0 | 0 | 0 | 0 | 0 | 0 | 0 | 0 | 0 | 0 | 0 | 0 | 0 | 0 | 0 | 0 | 0 | 0 | 0 | 0 | 0 | 0 | 0
SA1 | CCGT | 0 | 8.5145e-05 | 7.935e-05 | 7.4159e-05 | 0.00010034 | 9.4024e-05 | 0.00014523 | 0.00015426 | 0.00014416 | 0.00013509 | 0.00012589 | 0.00023749 | 0.00022195 | 0.00020798 | 0.00019383 | 0.00018115 | 0.0001693 | 0.00017439 | 0.00016252 | 0.00015189 | 0.00014195 | 0.00013302 | 0.00012396 | 0.00011585 | 0.00039796
SA1 | Gas - Steam | 0 | 0 | 0 | 0 | 0 | 0 | 0 | 0 | 0 | 0 | 0 | 0 | 0 | 0 | 0 | 0 | 0 | 0 | 0 | 0 | 0 | 0 | 0 | 0 | 0
SA1 | OCGT / Diesel | 0 | 8.4439e-05 | 7.8692e-05 | 7.3544e-05 | 6.8733e-05 | 6.4407e-05 | 7.0968e-05 | 9.7564e-05 | 9.1181e-05 | 0.00041181 | 0.00038378 | 5492.7159 | 5133.3793 | 4810.2489 | 4482.8612 | 4189.5899 | 3915.5046 | 4039.545 | 9883.3502 | 9236.7759 | 8632.5008 | 8089.1115 | 7538.563 | 7045.386 | 8978.487
SA1 | Hydro | 0 | 0 | 0 | 0 | 0 | 0 | 0 | 0 | 0 | 0 | 0 | 0 | 0 | 0 | 0 | 0 | 0 | 0 | 0 | 0 | 0 | 0 | 0 | 0 | 0
SA1 | Hydrogen Electrolyser | 0 | 0 | 0 | 0 | 37333.3452 | 35291.7968 | 34298.9912 | 33692.4268 | 33420.5065 | 32612.2753 | 31783.1437 | 31000.9322 | 30227.9141 | 29397.8763 | 9505.4541 | 9694.6036 | 14492.2343 | 14367.7709 | 14194.5964 | 14325.1783 | 14438.5232 | 14083.9558 | 12487.7311 | 13337.5096 | 11918.0598
SA1 | Wind | 0 | 0.0017995 | 0.0026308 | 10073.5407 | 9414.524 | 8821.9087 | 8221.4858 | 7683.6317 | 7180.9642 | 6728.9452 | 30005.7337 | 175051.8384 | 181261.1168 | 179848.5678 | 169329.7593 | 171590.8222 | 162753.6952 | 152508.851 | 174465.3883 | 163051.7647 | 175330.6844 | 166368.0168 | 155044.9379 | 144901.8111 | 135422.2533
SA1 | Solar PV | 0 | 0.00034832 | 0.00052893 | 57123.1793 | 53386.1488 | 50025.6551 | 46620.8872 | 43570.9226 | 40720.4884 | 38157.259 | 35560.2593 | 35897.7965 | 33549.3425 | 31437.5146 | 29297.8637 | 46440.4444 | 43402.2845 | 84258.4981 | 78523.828 | 73386.7551 | 68585.7524 | 64268.4904 | 59894.349 | 55976.027 | 52314.044
SA1 | Grid Battery | 0 | 0.00082765 | 0.0013016 | 47087.3469 | 44006.8662 | 41236.7695 | 38430.177 | 35916.0532 | 33566.4049 | 31453.503 | 29312.7639 | 27395.1064 | 25602.9032 | 23991.2792 | 22358.4223 | 23868.7306 | 22307.2249 | 20903.0537 | 22732.0308 | 21244.8886 | 19855.0361 | 18605.2224 | 17338.9428 | 4047.6286 | 6010.6457
SA1 | PHES | 0 | 0 | 0 | 0 | 0 | 0 | 0 | 0 | 0 | 0 | 0 | 0 | 0 | 0 | 0 | 0 | 0 | 0 | 0 | 0 | 0 | 0 | 0 | 0 | 0
SA1 | VPP | 0 | 0 | 0 | 0 | 0 | 0 | 0 | 0 | 0 | 0 | 0 | 0 | 0 | 0 | 0 | 0 | 0 | 0 | 0 | 0 | 0 | 0 | 0 | 0 | 0
Total |  | 0 | 0.003145 | 0.0046194 | 114284.067 | 144140.8844 | 135376.1302 | 127571.5413 | 120863.0346 | 114888.3642 | 108951.983 | 126661.9011 | 274838.3895 | 275774.6561 | 269485.487 | 234974.361 | 255784.191 | 246870.9437 | 276077.7188 | 299799.1938 | 281245.3628 | 286842.4971 | 271414.797 | 252304.5239 | 225308.3624 | 214643.4901
Region | Technology | 2026-27 | 2027-28 | 2028-29 | 2029-30 | 2030-31 | 2031-32 | 2032-33 | 2033-34 | 2034-35 | 2035-36 | 2036-37 | 2037-38 | 2038-39 | 2039-40 | 2040-41 | 2041-42 | 2042-43 | 2043-44 | 2044-45 | 2045-46 | 2046-47 | 2047-48 | 2048-49 | 2049-50 | 2050-51
TAS1 | Black Coal | 0 | 0 | 0 | 0 | 0 | 0 | 0 | 0 | 0 | 0 | 0 | 0 | 0 | 0 | 0 | 0 | 0 | 0 | 0 | 0 | 0 | 0 | 0 | 0 | 0
TAS1 | Brown Coal | 0 | 0 | 0 | 0 | 0 | 0 | 0 | 0 | 0 | 0 | 0 | 0 | 0 | 0 | 0 | 0 | 0 | 0 | 0 | 0 | 0 | 0 | 0 | 0 | 0
TAS1 | CCGT | 0 | 5.6771e-05 | 5.2907e-05 | 4.9446e-05 | 7.5182e-05 | 7.045e-05 | 6.5655e-05 | 6.136e-05 | 5.7345e-05 | 5.3736e-05 | 5.0078e-05 | 4.6802e-05 | 4.374e-05 | 4.0987e-05 | 3.8198e-05 | 3.5699e-05 | 3.3363e-05 | 3.1263e-05 | 2.9135e-05 | 2.7229e-05 | 2.5448e-05 | 2.3846e-05 | 2.7965e-05 | 2.6135e-05 | 4.3534e-05
TAS1 | Gas - Steam | 0 | 0 | 0 | 0 | 0 | 0 | 0 | 0 | 0 | 0 | 0 | 0 | 0 | 0 | 0 | 0 | 0 | 0 | 0 | 0 | 0 | 0 | 0 | 0 | 0
TAS1 | OCGT / Diesel | 0 | 9.1151e-05 | 8.4947e-05 | 7.939e-05 | 7.4196e-05 | 7.7848e-05 | 9.9529e-05 | 0.00012217 | 0.00011418 | 0.00014939 | 0.00013922 | 0.00013011 | 0.0001216 | 0.00011395 | 0.00010619 | 0.00014119 | 0.00013195 | 0.00012365 | 0.00012872 | 0.0001203 | 0.00011243 | 0.00010535 | 0.00011147 | 0.00010418 | 0.00011222
TAS1 | Hydro | 0 | 0 | 0 | 0 | 0 | 0 | 0 | 0 | 0 | 0 | 0 | 0 | 0 | 0 | 0 | 0 | 0 | 0 | 0 | 0 | 0 | 0 | 0 | 0 | 0
TAS1 | Hydrogen Electrolyser | 0 | 0 | 0 | 0 | 3402.4024 | 5952.2183 | 9503.3582 | 11763.564 | 11826.1752 | 11081.7539 | 10327.5249 | 9826.5238 | 9183.6671 | 8754.8591 | 6430.3522 | 4682.4443 | 2621.3021 | 1678.665 | 1266.185 | 1183.3505 | 1273.627 | 1104.4804 | 1215.1433 | 1109.1557 | 1120.2667
TAS1 | Wind | 0 | 176336.2142 | 247650.6873 | 307005.1732 | 313452.2867 | 317685.52 | 317731.5027 | 316666.3361 | 313778.7991 | 310769.2809 | 304945.1885 | 299525.4213 | 293471.0002 | 287608.9326 | 268034.1433 | 250499.1993 | 234111.4011 | 219374.8089 | 204444.0638 | 191069.2185 | 178569.363 | 167328.9712 | 155940.4885 | 145738.7742 | 136204.4619
TAS1 | Solar PV | 0 | 0.00020543 | 0.00027657 | 0.00058886 | 0.00057779 | 0.00058155 | 0.00054197 | 0.00050652 | 0.00047338 | 0.00056893 | 0.0005302 | 0.00062456 | 0.00077959 | 0.00091414 | 0.00086414 | 0.00080761 | 0.00075866 | 0.00072646 | 0.00067701 | 0.00063272 | 0.00060402 | 0.000566 | 0.00054909 | 0.00051316 | 0.00047959
TAS1 | Grid Battery | 0 | 0.00065137 | 0.00076699 | 0.0025357 | 0.0023698 | 0.0022206 | 0.0020695 | 0.0019341 | 0.0018076 | 0.0016938 | 0.0015785 | 0.0014752 | 0.0013787 | 0.0013485 | 0.0012568 | 0.0015999 | 0.0014953 | 0.0014011 | 0.0013443 | 0.0012563 | 0.0013112 | 0.001064 | 0.0010588 | 0.00090378 | 0.00099171
TAS1 | PHES | 0 | 0 | 0.00050911 | 0.00095187 | 0.00088959 | 0.0008336 | 0.00082624 | 0.00077219 | 0.00072167 | 0.00067624 | 0.00063022 | 0.00058899 | 0.00055046 | 0.00053972 | 0.00050299 | 0.00059624 | 0.00055723 | 0.0005939 | 0.00057029 | 0.00053298 | 0.00053253 | 0.00049901 | 0.00051047 | 0.00048597 | 0.00050929
TAS1 | VPP | 0 | 0 | 0 | 0 | 0 | 0 | 0 | 0 | 0 | 0 | 0 | 0 | 0 | 0 | 0 | 0 | 0 | 0 | 0 | 0 | 0 | 0 | 0 | 0 | 0
Total |  | 0 | 176336.2152 | 247650.689 | 307005.1774 | 316854.6931 | 323637.7421 | 327234.8645 | 328429.9035 | 325604.9775 | 321851.0379 | 315272.7163 | 309351.9479 | 302654.6702 | 296363.7946 | 274464.4983 | 255181.6467 | 236732.7062 | 221053.4768 | 205710.2516 | 192252.5715 | 179842.9926 | 168433.4539 | 157155.634 | 146847.932 | 137324.7307

## ML1_Rehab Cost
Rehabilition cost by technology ($000s) - ML1, Step Change Scenario
Rehab | Real June 2025 dollars discounted to 1 July 2025
Explicitly modelled generation
Region | Technology | 2026-27 | 2027-28 | 2028-29 | 2029-30 | 2030-31 | 2031-32 | 2032-33 | 2033-34 | 2034-35 | 2035-36 | 2036-37 | 2037-38 | 2038-39 | 2039-40 | 2040-41 | 2041-42 | 2042-43 | 2043-44 | 2044-45 | 2045-46 | 2046-47 | 2047-48 | 2048-49 | 2049-50 | 2050-51
NEM | Black Coal | 0 | 0 | 288060.4958 | 335223.6707 | 0 | 9364.4925 | 0 | 7.0601e-06 | 66479.2837 | 1663.6621 | 26421.9142 | 0 | 6242.7528 | 0 | 19750.7275 | 4069.3181 | 0.0015349 | 4.3075e-06 | 0 | 3.8723e-06 | 0 | 0 | 0 | 0 | 0
NEM | Brown Coal | 0 | 51957.1248 | 0.0023185 | 186817.541 | 47755.0016 | 21740.8331 | 0 | 0 | 0.00019349 | 0 | 7.6325e-06 | 0 | 0 | 0 | 5.8164e-06 | 0 | 2.3623e-06 | 0 | 0 | 2.9414e-06 | 0 | 0 | 0 | 0 | 0
NEM | CCGT | 0 | 0 | 0 | 0 | 0 | 0 | 0 | 0 | 0 | 0 | 0 | 0 | 0 | 0 | 0 | 0 | 0 | 0 | 0 | 0 | 0 | 0 | 0 | 0 | 0
NEM | Gas - Steam | 0 | 0 | 0 | 0 | 0 | 0 | 0 | 0 | 0 | 0 | 0 | 0 | 0 | 0 | 0 | 0 | 0 | 0 | 0 | 0 | 0 | 0 | 0 | 0 | 0
NEM | OCGT / Diesel | 0 | 0 | 0 | 0 | 0 | 0 | 0 | 0 | 0 | 0 | 0 | 0 | 0 | 0 | 0 | 0 | 0 | 0 | 0 | 0 | 0 | 0 | 0 | 0 | 0
NEM | Hydro | 0 | 0 | 0 | 0 | 0 | 0 | 0 | 0 | 0 | 0 | 0 | 0 | 0 | 0 | 0 | 0 | 0 | 0 | 0 | 0 | 0 | 0 | 0 | 0 | 0
NEM | Hydrogen Electrolyser | 0 | 0 | 0 | 0 | 0 | 0 | 0 | 0 | 0 | 0 | 0 | 0 | 0 | 0 | 0 | 0 | 0 | 0 | 0 | 0 | 0 | 0 | 0 | 0 | 0
NEM | Wind | 0 | 0 | 0 | 0 | 0 | 0 | 0 | 0 | 0 | 0 | 0 | 0 | 0 | 0 | 0 | 0 | 0 | 0 | 0 | 0 | 0 | 0 | 0 | 0 | 0
NEM | Solar PV | 0 | 0 | 0 | 0 | 0 | 0 | 0 | 0 | 0 | 0 | 0 | 0 | 0 | 0 | 0 | 0 | 0 | 0 | 0 | 0 | 0 | 0 | 0 | 0 | 0
NEM | Grid Battery | 0 | 0 | 0 | 0 | 0 | 0 | 0 | 0 | 0 | 0 | 0 | 0 | 0 | 0 | 0 | 0 | 0 | 0 | 0 | 0 | 0 | 0 | 0 | 0 | 0
NEM | PHES | 0 | 0 | 0 | 0 | 0 | 0 | 0 | 0 | 0 | 0 | 0 | 0 | 0 | 0 | 0 | 0 | 0 | 0 | 0 | 0 | 0 | 0 | 0 | 0 | 0
NEM | VPP | 0 | 0 | 0 | 0 | 0 | 0 | 0 | 0 | 0 | 0 | 0 | 0 | 0 | 0 | 0 | 0 | 0 | 0 | 0 | 0 | 0 | 0 | 0 | 0 | 0
Total |  | 0 | 51957.1248 | 288060.4981 | 522041.2117 | 47755.0016 | 31105.3257 | 0 | 7.0601e-06 | 66479.2839 | 1663.6621 | 26421.9142 | 0 | 6242.7528 | 0 | 19750.7275 | 4069.3181 | 0.0015373 | 4.3075e-06 | 0 | 6.8137e-06 | 0 | 0 | 0 | 0 | 0
Region | Technology | 2026-27 | 2027-28 | 2028-29 | 2029-30 | 2030-31 | 2031-32 | 2032-33 | 2033-34 | 2034-35 | 2035-36 | 2036-37 | 2037-38 | 2038-39 | 2039-40 | 2040-41 | 2041-42 | 2042-43 | 2043-44 | 2044-45 | 2045-46 | 2046-47 | 2047-48 | 2048-49 | 2049-50 | 2050-51
NSW1 | Black Coal | 0 | 0 | 61740.4033 | 144300.7656 | 0 | 0 | 0 | 0 | 0 | 0 | 0 | 0 | 6242.7528 | 0 | 0 | 0 | 0 | 0 | 0 | 0 | 0 | 0 | 0 | 0 | 0
NSW1 | Brown Coal | 0 | 0 | 0 | 0 | 0 | 0 | 0 | 0 | 0 | 0 | 0 | 0 | 0 | 0 | 0 | 0 | 0 | 0 | 0 | 0 | 0 | 0 | 0 | 0 | 0
NSW1 | CCGT | 0 | 0 | 0 | 0 | 0 | 0 | 0 | 0 | 0 | 0 | 0 | 0 | 0 | 0 | 0 | 0 | 0 | 0 | 0 | 0 | 0 | 0 | 0 | 0 | 0
NSW1 | Gas - Steam | 0 | 0 | 0 | 0 | 0 | 0 | 0 | 0 | 0 | 0 | 0 | 0 | 0 | 0 | 0 | 0 | 0 | 0 | 0 | 0 | 0 | 0 | 0 | 0 | 0
NSW1 | OCGT / Diesel | 0 | 0 | 0 | 0 | 0 | 0 | 0 | 0 | 0 | 0 | 0 | 0 | 0 | 0 | 0 | 0 | 0 | 0 | 0 | 0 | 0 | 0 | 0 | 0 | 0
NSW1 | Hydro | 0 | 0 | 0 | 0 | 0 | 0 | 0 | 0 | 0 | 0 | 0 | 0 | 0 | 0 | 0 | 0 | 0 | 0 | 0 | 0 | 0 | 0 | 0 | 0 | 0
NSW1 | Hydrogen Electrolyser | 0 | 0 | 0 | 0 | 0 | 0 | 0 | 0 | 0 | 0 | 0 | 0 | 0 | 0 | 0 | 0 | 0 | 0 | 0 | 0 | 0 | 0 | 0 | 0 | 0
NSW1 | Wind | 0 | 0 | 0 | 0 | 0 | 0 | 0 | 0 | 0 | 0 | 0 | 0 | 0 | 0 | 0 | 0 | 0 | 0 | 0 | 0 | 0 | 0 | 0 | 0 | 0
NSW1 | Solar PV | 0 | 0 | 0 | 0 | 0 | 0 | 0 | 0 | 0 | 0 | 0 | 0 | 0 | 0 | 0 | 0 | 0 | 0 | 0 | 0 | 0 | 0 | 0 | 0 | 0
NSW1 | Grid Battery | 0 | 0 | 0 | 0 | 0 | 0 | 0 | 0 | 0 | 0 | 0 | 0 | 0 | 0 | 0 | 0 | 0 | 0 | 0 | 0 | 0 | 0 | 0 | 0 | 0
NSW1 | PHES | 0 | 0 | 0 | 0 | 0 | 0 | 0 | 0 | 0 | 0 | 0 | 0 | 0 | 0 | 0 | 0 | 0 | 0 | 0 | 0 | 0 | 0 | 0 | 0 | 0
NSW1 | VPP | 0 | 0 | 0 | 0 | 0 | 0 | 0 | 0 | 0 | 0 | 0 | 0 | 0 | 0 | 0 | 0 | 0 | 0 | 0 | 0 | 0 | 0 | 0 | 0 | 0
Total |  | 0 | 0 | 61740.4033 | 144300.7656 | 0 | 0 | 0 | 0 | 0 | 0 | 0 | 0 | 6242.7528 | 0 | 0 | 0 | 0 | 0 | 0 | 0 | 0 | 0 | 0 | 0 | 0
Region | Technology | 2026-27 | 2027-28 | 2028-29 | 2029-30 | 2030-31 | 2031-32 | 2032-33 | 2033-34 | 2034-35 | 2035-36 | 2036-37 | 2037-38 | 2038-39 | 2039-40 | 2040-41 | 2041-42 | 2042-43 | 2043-44 | 2044-45 | 2045-46 | 2046-47 | 2047-48 | 2048-49 | 2049-50 | 2050-51
QLD1 | Black Coal | 0 | 0 | 226320.0926 | 190922.9051 | 0 | 9364.4925 | 0 | 7.0601e-06 | 66479.2837 | 1663.6621 | 26421.9142 | 0 | 1.7072e-05 | 0 | 19750.7275 | 4069.3181 | 0.0015349 | 4.3075e-06 | 0 | 3.8723e-06 | 0 | 0 | 0 | 0 | 0
QLD1 | Brown Coal | 0 | 0 | 0 | 0 | 0 | 0 | 0 | 0 | 0 | 0 | 0 | 0 | 0 | 0 | 0 | 0 | 0 | 0 | 0 | 0 | 0 | 0 | 0 | 0 | 0
QLD1 | CCGT | 0 | 0 | 0 | 0 | 0 | 0 | 0 | 0 | 0 | 0 | 0 | 0 | 0 | 0 | 0 | 0 | 0 | 0 | 0 | 0 | 0 | 0 | 0 | 0 | 0
QLD1 | Gas - Steam | 0 | 0 | 0 | 0 | 0 | 0 | 0 | 0 | 0 | 0 | 0 | 0 | 0 | 0 | 0 | 0 | 0 | 0 | 0 | 0 | 0 | 0 | 0 | 0 | 0
QLD1 | OCGT / Diesel | 0 | 0 | 0 | 0 | 0 | 0 | 0 | 0 | 0 | 0 | 0 | 0 | 0 | 0 | 0 | 0 | 0 | 0 | 0 | 0 | 0 | 0 | 0 | 0 | 0
QLD1 | Hydro | 0 | 0 | 0 | 0 | 0 | 0 | 0 | 0 | 0 | 0 | 0 | 0 | 0 | 0 | 0 | 0 | 0 | 0 | 0 | 0 | 0 | 0 | 0 | 0 | 0
QLD1 | Hydrogen Electrolyser | 0 | 0 | 0 | 0 | 0 | 0 | 0 | 0 | 0 | 0 | 0 | 0 | 0 | 0 | 0 | 0 | 0 | 0 | 0 | 0 | 0 | 0 | 0 | 0 | 0
QLD1 | Wind | 0 | 0 | 0 | 0 | 0 | 0 | 0 | 0 | 0 | 0 | 0 | 0 | 0 | 0 | 0 | 0 | 0 | 0 | 0 | 0 | 0 | 0 | 0 | 0 | 0
QLD1 | Solar PV | 0 | 0 | 0 | 0 | 0 | 0 | 0 | 0 | 0 | 0 | 0 | 0 | 0 | 0 | 0 | 0 | 0 | 0 | 0 | 0 | 0 | 0 | 0 | 0 | 0
QLD1 | Grid Battery | 0 | 0 | 0 | 0 | 0 | 0 | 0 | 0 | 0 | 0 | 0 | 0 | 0 | 0 | 0 | 0 | 0 | 0 | 0 | 0 | 0 | 0 | 0 | 0 | 0
QLD1 | PHES | 0 | 0 | 0 | 0 | 0 | 0 | 0 | 0 | 0 | 0 | 0 | 0 | 0 | 0 | 0 | 0 | 0 | 0 | 0 | 0 | 0 | 0 | 0 | 0 | 0
QLD1 | VPP | 0 | 0 | 0 | 0 | 0 | 0 | 0 | 0 | 0 | 0 | 0 | 0 | 0 | 0 | 0 | 0 | 0 | 0 | 0 | 0 | 0 | 0 | 0 | 0 | 0
Total |  | 0 | 0 | 226320.0926 | 190922.9051 | 0 | 9364.4925 | 0 | 7.0601e-06 | 66479.2837 | 1663.6621 | 26421.9142 | 0 | 1.7072e-05 | 0 | 19750.7275 | 4069.3181 | 0.0015349 | 4.3075e-06 | 0 | 3.8723e-06 | 0 | 0 | 0 | 0 | 0
Region | Technology | 2026-27 | 2027-28 | 2028-29 | 2029-30 | 2030-31 | 2031-32 | 2032-33 | 2033-34 | 2034-35 | 2035-36 | 2036-37 | 2037-38 | 2038-39 | 2039-40 | 2040-41 | 2041-42 | 2042-43 | 2043-44 | 2044-45 | 2045-46 | 2046-47 | 2047-48 | 2048-49 | 2049-50 | 2050-51
VIC1 | Black Coal | 0 | 0 | 0 | 0 | 0 | 0 | 0 | 0 | 0 | 0 | 0 | 0 | 0 | 0 | 0 | 0 | 0 | 0 | 0 | 0 | 0 | 0 | 0 | 0 | 0
VIC1 | Brown Coal | 0 | 51957.1248 | 0.0023185 | 186817.541 | 47755.0016 | 21740.8331 | 0 | 0 | 0.00019349 | 0 | 7.6325e-06 | 0 | 0 | 0 | 5.8164e-06 | 0 | 2.3623e-06 | 0 | 0 | 2.9414e-06 | 0 | 0 | 0 | 0 | 0
VIC1 | CCGT | 0 | 0 | 0 | 0 | 0 | 0 | 0 | 0 | 0 | 0 | 0 | 0 | 0 | 0 | 0 | 0 | 0 | 0 | 0 | 0 | 0 | 0 | 0 | 0 | 0
VIC1 | Gas - Steam | 0 | 0 | 0 | 0 | 0 | 0 | 0 | 0 | 0 | 0 | 0 | 0 | 0 | 0 | 0 | 0 | 0 | 0 | 0 | 0 | 0 | 0 | 0 | 0 | 0
VIC1 | OCGT / Diesel | 0 | 0 | 0 | 0 | 0 | 0 | 0 | 0 | 0 | 0 | 0 | 0 | 0 | 0 | 0 | 0 | 0 | 0 | 0 | 0 | 0 | 0 | 0 | 0 | 0
VIC1 | Hydro | 0 | 0 | 0 | 0 | 0 | 0 | 0 | 0 | 0 | 0 | 0 | 0 | 0 | 0 | 0 | 0 | 0 | 0 | 0 | 0 | 0 | 0 | 0 | 0 | 0
VIC1 | Hydrogen Electrolyser | 0 | 0 | 0 | 0 | 0 | 0 | 0 | 0 | 0 | 0 | 0 | 0 | 0 | 0 | 0 | 0 | 0 | 0 | 0 | 0 | 0 | 0 | 0 | 0 | 0
VIC1 | Wind | 0 | 0 | 0 | 0 | 0 | 0 | 0 | 0 | 0 | 0 | 0 | 0 | 0 | 0 | 0 | 0 | 0 | 0 | 0 | 0 | 0 | 0 | 0 | 0 | 0
VIC1 | Solar PV | 0 | 0 | 0 | 0 | 0 | 0 | 0 | 0 | 0 | 0 | 0 | 0 | 0 | 0 | 0 | 0 | 0 | 0 | 0 | 0 | 0 | 0 | 0 | 0 | 0
VIC1 | Grid Battery | 0 | 0 | 0 | 0 | 0 | 0 | 0 | 0 | 0 | 0 | 0 | 0 | 0 | 0 | 0 | 0 | 0 | 0 | 0 | 0 | 0 | 0 | 0 | 0 | 0
VIC1 | PHES | 0 | 0 | 0 | 0 | 0 | 0 | 0 | 0 | 0 | 0 | 0 | 0 | 0 | 0 | 0 | 0 | 0 | 0 | 0 | 0 | 0 | 0 | 0 | 0 | 0
VIC1 | VPP | 0 | 0 | 0 | 0 | 0 | 0 | 0 | 0 | 0 | 0 | 0 | 0 | 0 | 0 | 0 | 0 | 0 | 0 | 0 | 0 | 0 | 0 | 0 | 0 | 0
Total |  | 0 | 51957.1248 | 0.0023185 | 186817.541 | 47755.0016 | 21740.8331 | 0 | 0 | 0.00019349 | 0 | 7.6325e-06 | 0 | 0 | 0 | 5.8164e-06 | 0 | 2.3623e-06 | 0 | 0 | 2.9414e-06 | 0 | 0 | 0 | 0 | 0
Region | Technology | 2026-27 | 2027-28 | 2028-29 | 2029-30 | 2030-31 | 2031-32 | 2032-33 | 2033-34 | 2034-35 | 2035-36 | 2036-37 | 2037-38 | 2038-39 | 2039-40 | 2040-41 | 2041-42 | 2042-43 | 2043-44 | 2044-45 | 2045-46 | 2046-47 | 2047-48 | 2048-49 | 2049-50 | 2050-51
SA1 | Black Coal | 0 | 0 | 0 | 0 | 0 | 0 | 0 | 0 | 0 | 0 | 0 | 0 | 0 | 0 | 0 | 0 | 0 | 0 | 0 | 0 | 0 | 0 | 0 | 0 | 0
SA1 | Brown Coal | 0 | 0 | 0 | 0 | 0 | 0 | 0 | 0 | 0 | 0 | 0 | 0 | 0 | 0 | 0 | 0 | 0 | 0 | 0 | 0 | 0 | 0 | 0 | 0 | 0
SA1 | CCGT | 0 | 0 | 0 | 0 | 0 | 0 | 0 | 0 | 0 | 0 | 0 | 0 | 0 | 0 | 0 | 0 | 0 | 0 | 0 | 0 | 0 | 0 | 0 | 0 | 0
SA1 | Gas - Steam | 0 | 0 | 0 | 0 | 0 | 0 | 0 | 0 | 0 | 0 | 0 | 0 | 0 | 0 | 0 | 0 | 0 | 0 | 0 | 0 | 0 | 0 | 0 | 0 | 0
SA1 | OCGT / Diesel | 0 | 0 | 0 | 0 | 0 | 0 | 0 | 0 | 0 | 0 | 0 | 0 | 0 | 0 | 0 | 0 | 0 | 0 | 0 | 0 | 0 | 0 | 0 | 0 | 0
SA1 | Hydro | 0 | 0 | 0 | 0 | 0 | 0 | 0 | 0 | 0 | 0 | 0 | 0 | 0 | 0 | 0 | 0 | 0 | 0 | 0 | 0 | 0 | 0 | 0 | 0 | 0
SA1 | Hydrogen Electrolyser | 0 | 0 | 0 | 0 | 0 | 0 | 0 | 0 | 0 | 0 | 0 | 0 | 0 | 0 | 0 | 0 | 0 | 0 | 0 | 0 | 0 | 0 | 0 | 0 | 0
SA1 | Wind | 0 | 0 | 0 | 0 | 0 | 0 | 0 | 0 | 0 | 0 | 0 | 0 | 0 | 0 | 0 | 0 | 0 | 0 | 0 | 0 | 0 | 0 | 0 | 0 | 0
SA1 | Solar PV | 0 | 0 | 0 | 0 | 0 | 0 | 0 | 0 | 0 | 0 | 0 | 0 | 0 | 0 | 0 | 0 | 0 | 0 | 0 | 0 | 0 | 0 | 0 | 0 | 0
SA1 | Grid Battery | 0 | 0 | 0 | 0 | 0 | 0 | 0 | 0 | 0 | 0 | 0 | 0 | 0 | 0 | 0 | 0 | 0 | 0 | 0 | 0 | 0 | 0 | 0 | 0 | 0
SA1 | PHES | 0 | 0 | 0 | 0 | 0 | 0 | 0 | 0 | 0 | 0 | 0 | 0 | 0 | 0 | 0 | 0 | 0 | 0 | 0 | 0 | 0 | 0 | 0 | 0 | 0
SA1 | VPP | 0 | 0 | 0 | 0 | 0 | 0 | 0 | 0 | 0 | 0 | 0 | 0 | 0 | 0 | 0 | 0 | 0 | 0 | 0 | 0 | 0 | 0 | 0 | 0 | 0
Total |  | 0 | 0 | 0 | 0 | 0 | 0 | 0 | 0 | 0 | 0 | 0 | 0 | 0 | 0 | 0 | 0 | 0 | 0 | 0 | 0 | 0 | 0 | 0 | 0 | 0
Region | Technology | 2026-27 | 2027-28 | 2028-29 | 2029-30 | 2030-31 | 2031-32 | 2032-33 | 2033-34 | 2034-35 | 2035-36 | 2036-37 | 2037-38 | 2038-39 | 2039-40 | 2040-41 | 2041-42 | 2042-43 | 2043-44 | 2044-45 | 2045-46 | 2046-47 | 2047-48 | 2048-49 | 2049-50 | 2050-51
TAS1 | Black Coal | 0 | 0 | 0 | 0 | 0 | 0 | 0 | 0 | 0 | 0 | 0 | 0 | 0 | 0 | 0 | 0 | 0 | 0 | 0 | 0 | 0 | 0 | 0 | 0 | 0
TAS1 | Brown Coal | 0 | 0 | 0 | 0 | 0 | 0 | 0 | 0 | 0 | 0 | 0 | 0 | 0 | 0 | 0 | 0 | 0 | 0 | 0 | 0 | 0 | 0 | 0 | 0 | 0
TAS1 | CCGT | 0 | 0 | 0 | 0 | 0 | 0 | 0 | 0 | 0 | 0 | 0 | 0 | 0 | 0 | 0 | 0 | 0 | 0 | 0 | 0 | 0 | 0 | 0 | 0 | 0
TAS1 | Gas - Steam | 0 | 0 | 0 | 0 | 0 | 0 | 0 | 0 | 0 | 0 | 0 | 0 | 0 | 0 | 0 | 0 | 0 | 0 | 0 | 0 | 0 | 0 | 0 | 0 | 0
TAS1 | OCGT / Diesel | 0 | 0 | 0 | 0 | 0 | 0 | 0 | 0 | 0 | 0 | 0 | 0 | 0 | 0 | 0 | 0 | 0 | 0 | 0 | 0 | 0 | 0 | 0 | 0 | 0
TAS1 | Hydro | 0 | 0 | 0 | 0 | 0 | 0 | 0 | 0 | 0 | 0 | 0 | 0 | 0 | 0 | 0 | 0 | 0 | 0 | 0 | 0 | 0 | 0 | 0 | 0 | 0
TAS1 | Hydrogen Electrolyser | 0 | 0 | 0 | 0 | 0 | 0 | 0 | 0 | 0 | 0 | 0 | 0 | 0 | 0 | 0 | 0 | 0 | 0 | 0 | 0 | 0 | 0 | 0 | 0 | 0
TAS1 | Wind | 0 | 0 | 0 | 0 | 0 | 0 | 0 | 0 | 0 | 0 | 0 | 0 | 0 | 0 | 0 | 0 | 0 | 0 | 0 | 0 | 0 | 0 | 0 | 0 | 0
TAS1 | Solar PV | 0 | 0 | 0 | 0 | 0 | 0 | 0 | 0 | 0 | 0 | 0 | 0 | 0 | 0 | 0 | 0 | 0 | 0 | 0 | 0 | 0 | 0 | 0 | 0 | 0
TAS1 | Grid Battery | 0 | 0 | 0 | 0 | 0 | 0 | 0 | 0 | 0 | 0 | 0 | 0 | 0 | 0 | 0 | 0 | 0 | 0 | 0 | 0 | 0 | 0 | 0 | 0 | 0
TAS1 | PHES | 0 | 0 | 0 | 0 | 0 | 0 | 0 | 0 | 0 | 0 | 0 | 0 | 0 | 0 | 0 | 0 | 0 | 0 | 0 | 0 | 0 | 0 | 0 | 0 | 0
TAS1 | VPP | 0 | 0 | 0 | 0 | 0 | 0 | 0 | 0 | 0 | 0 | 0 | 0 | 0 | 0 | 0 | 0 | 0 | 0 | 0 | 0 | 0 | 0 | 0 | 0 | 0
Total |  | 0 | 0 | 0 | 0 | 0 | 0 | 0 | 0 | 0 | 0 | 0 | 0 | 0 | 0 | 0 | 0 | 0 | 0 | 0 | 0 | 0 | 0 | 0 | 0 | 0

## ML1_REZ Tx Cost
REZ transmission expansion cost by region ($000s) - ML1, Step Change Scenario
REZ Expansion | Real June 2025 dollars discounted to 1 July 2025. As with the total capital costs, the REZ transmission expansion costs are annualised for modelling purposes. Build costs do not include capital costs of existing, committed and anticipated transmission projects since there will be no difference in these costs between the Base Case and option case.
Explicitly modelled generation
Region | Technology | 2026-27 | 2027-28 | 2028-29 | 2029-30 | 2030-31 | 2031-32 | 2032-33 | 2033-34 | 2034-35 | 2035-36 | 2036-37 | 2037-38 | 2038-39 | 2039-40 | 2040-41 | 2041-42 | 2042-43 | 2043-44 | 2044-45 | 2045-46 | 2046-47 | 2047-48 | 2048-49 | 2049-50 | 2050-51
NSW1 | Transmission | 0 | 2633.1419 | 3462.3082 | 71894.8686 | 67191.4659 | 62961.9699 | 58676.7508 | 54838.0849 | 51250.5466 | 48024.4824 | 44755.9152 | 41827.9581 | 39091.5496 | 36630.8569 | 34137.7448 | 31904.4344 | 29817.2284 | 27940.3256 | 26038.6949 | 24335.2289 | 22743.2045 | 21311.5898 | 19861.1137 | 18561.7885 | 17347.4659
QLD1 | Transmission | 0 | 0.00011547 | 0.00011528 | 5048.3652 | 4718.0983 | 4421.1085 | 6754.0953 | 7980.1588 | 9663.2092 | 9054.9399 | 10752.1108 | 20298.7194 | 18970.7658 | 17776.6145 | 23940.1164 | 36133.3755 | 33769.5098 | 36959.81 | 35560.0811 | 34556.0327 | 33568.4306 | 31455.4012 | 29321.8242 | 27405.8291 | 25615.5867
VIC1 | Transmission | 0 | 6.968e-05 | 0.0001578 | 21626.2659 | 20211.4635 | 32502.7218 | 47436.0215 | 60605.1112 | 88582.7089 | 87803.4348 | 83148.7455 | 77709.108 | 78230.6084 | 75458.014 | 72279.3371 | 68597.1853 | 64109.5189 | 60074.022 | 55985.3579 | 52322.7644 | 48899.7798 | 45821.6891 | 42703.045 | 39909.3879 | 37298.4933
SA1 | Transmission | 0 | 9.5022e-05 | 0.00011711 | 0.00029698 | 0.00027755 | 0.00026008 | 0.00024238 | 0.00022652 | 0.0002117 | 0.00025088 | 0.00023381 | 0.00025612 | 0.00024816 | 0.00032221 | 0.00031154 | 0.00059148 | 0.00055278 | 0.00051799 | 0.00050849 | 0.00047523 | 0.00044414 | 0.00041618 | 0.00038786 | 0.00036248 | 0.00033877
TAS1 | Transmission | 0 | 0 | 0 | 0 | 7316.6253 | 8913.8136 | 9716.0827 | 10095.5668 | 9435.1092 | 8841.1981 | 8499.822 | 7943.7589 | 7424.0737 | 6956.7511 | 6483.2716 | 6059.1324 | 5662.7405 | 5306.2884 | 4945.1401 | 4621.6263 | 4319.2769 | 4047.3917 | 3771.9245 | 3525.1631 | 3294.5449
NEM | Total | 0 | 2633.1422 | 3462.3086 | 98569.5 | 99437.6533 | 108799.6141 | 122582.9505 | 133518.9219 | 158931.574 | 153724.0555 | 147156.5938 | 147779.5446 | 143716.9978 | 136822.2368 | 136840.4702 | 142694.1281 | 133358.9982 | 130280.4466 | 122529.2746 | 115835.6528 | 109530.6923 | 102636.0723 | 95657.9078 | 89402.1689 | 83556.0912

## ML1_USE+DSP Cost
USE / DSP cost by region ($000s) - ML1, Step Change Scenario
USE / DSP | Real June 2025 dollars discounted to 1 July 2025
Explicitly modelled generation
Region | Technology | 2026-27 | 2027-28 | 2028-29 | 2029-30 | 2030-31 | 2031-32 | 2032-33 | 2033-34 | 2034-35 | 2035-36 | 2036-37 | 2037-38 | 2038-39 | 2039-40 | 2040-41 | 2041-42 | 2042-43 | 2043-44 | 2044-45 | 2045-46 | 2046-47 | 2047-48 | 2048-49 | 2049-50 | 2050-51
NSW1 | USE / DSP | 0.00032664 | 0.00032439 | 0.00034638 | 455.3028 | 0.00032201 | 0.00031488 | 4.5633 | 0.00032939 | 0.00033675 | 297.7134 | 0.0003345 | 14049.7273 | 0.00039739 | 286.4341 | 140.6769 | 282.6337 | 9.1937 | 261.194 | 2595.4372 | 124.25 | 342.5388 | 257.559 | 328.0794 | 245.1227 | 77.641
QLD1 | USE / DSP | 0.00028348 | 0.00028444 | 0.00030193 | 14716.5092 | 0.00028313 | 0.00027899 | 94.3259 | 12294.1185 | 0.00029066 | 1536.1786 | 0.00029623 | 24631.0156 | 1088.8204 | 4977.7643 | 4734.6872 | 3887.8037 | 9960.2597 | 5271.7472 | 11746.1803 | 6355.2035 | 9057.7626 | 9585.8022 | 28034.3177 | 11874.342 | 3844.7789
VIC1 | USE / DSP | 0.00031403 | 0.00031718 | 0.00034719 | 555.3518 | 0.00032327 | 0.00031534 | 4.2124 | 0.00032851 | 8.249 | 109.0315 | 10.0302 | 31405.5064 | 15.7534 | 20832.0703 | 114.6585 | 6379.3357 | 12.5215 | 191.875 | 37654.2422 | 59.4993 | 237.7183 | 205.6504 | 280.134 | 236.7118 | 38.1291
SA1 | USE / DSP | 84208.2521 | 0.00026933 | 0.00030749 | 23169.3582 | 0.00030021 | 0.00028625 | 407.5332 | 0.00031177 | 1117.3387 | 1533.8571 | 1330.9652 | 5097.9287 | 4232.2792 | 7954.9666 | 6925.2241 | 8653.4746 | 5866.1584 | 13261.2532 | 10083.2921 | 8746.7668 | 12942.6642 | 13517.6961 | 14239.0959 | 12297.4289 | 3778.0356
TAS1 | USE / DSP | 0.00012504 | 0.00012273 | 0.00012232 | 0.0001215 | 0.00012347 | 0.00012153 | 0.0001241 | 0.0001218 | 0.00011845 | 355.1039 | 0.00011573 | 0.00011674 | 0.00011631 | 55.5146 | 0.00011767 | 274.6428 | 0.00011504 | 88.447 | 199.8453 | 0.00011556 | 71.77 | 0.00011607 | 57.2541 | 89.1823 | 67.6841
NEM | Total | 84208.2532 | 0.0013181 | 0.0014253 | 38896.5221 | 0.0013521 | 0.001317 | 510.6349 | 12294.1196 | 1125.5884 | 3831.8844 | 1340.9962 | 75184.178 | 5336.8536 | 34106.7499 | 11915.2468 | 19477.8905 | 15848.1334 | 19074.5165 | 62278.9971 | 15285.7197 | 22652.4538 | 23566.7078 | 42938.8811 | 24742.7877 | 7806.2686

## ML1_SyncCon Cost
SyncCon cost by region ($000s) - ML1, Step Change Scenario
SyncCon | Real June 2025 dollars discounted to 1 July 2025. SyncCon is only explicitly modelled in Tasmania, mainland NEM regions have SyncCon costs built into new entrant costs.
Explicitly modelled generation
Region | Technology | 2026-27 | 2027-28 | 2028-29 | 2029-30 | 2030-31 | 2031-32 | 2032-33 | 2033-34 | 2034-35 | 2035-36 | 2036-37 | 2037-38 | 2038-39 | 2039-40 | 2040-41 | 2041-42 | 2042-43 | 2043-44 | 2044-45 | 2045-46 | 2046-47 | 2047-48 | 2048-49 | 2049-50 | 2050-51
NSW1 | SyncCon | 0 | 0 | 0 | 0 | 0 | 0 | 0 | 0 | 0 | 0 | 0 | 0 | 0 | 0 | 0 | 0 | 0 | 0 | 0 | 0 | 0 | 0 | 0 | 0 | 0
QLD1 | SyncCon | 0 | 0 | 0 | 0 | 0 | 0 | 0 | 0 | 0 | 0 | 0 | 0 | 0 | 0 | 0 | 0 | 0 | 0 | 0 | 0 | 0 | 0 | 0 | 0 | 0
VIC1 | SyncCon | 0 | 0 | 0 | 0 | 0 | 0 | 0 | 0 | 0 | 0 | 0 | 0 | 0 | 0 | 0 | 0 | 0 | 0 | 0 | 0 | 0 | 0 | 0 | 0 | 0
SA1 | SyncCon | 0 | 0 | 0 | 0 | 0 | 0 | 0 | 0 | 0 | 0 | 0 | 0 | 0 | 0 | 0 | 0 | 0 | 0 | 0 | 0 | 0 | 0 | 0 | 0 | 0
TAS1 | SyncCon | 0 | 0 | 0 | 651.0723 | 2150.1078 | 2314.2374 | 2241.8582 | 2164.205 | 1758.7137 | 1856.3802 | 1810.6941 | 1503.3969 | 1493.8101 | 1547.5401 | 1440.6448 | 1411.9674 | 1273.5639 | 1107.8161 | 1157.2226 | 1076.4988 | 887.5523 | 945.9649 | 854.8926 | 812.9102 | 712.6125
NEM | Total | 0 | 0 | 0 | 651.0723 | 2150.1078 | 2314.2374 | 2241.8582 | 2164.205 | 1758.7137 | 1856.3802 | 1810.6941 | 1503.3969 | 1493.8101 | 1547.5401 | 1440.6448 | 1411.9674 | 1273.5639 | 1107.8161 | 1157.2226 | 1076.4988 | 887.5523 | 945.9649 | 854.8926 | 812.9102 | 712.6125

## ML1_Emissions Cost
NEM Emissions cost ($000s) - ML1, Step Change Scenario
Emissions | Real June 2025 dollars discounted to 1 July 2025
Emissions from explicitly modelled generation
Region | Technology | 2026-27 | 2027-28 | 2028-29 | 2029-30 | 2030-31 | 2031-32 | 2032-33 | 2033-34 | 2034-35 | 2035-36 | 2036-37 | 2037-38 | 2038-39 | 2039-40 | 2040-41 | 2041-42 | 2042-43 | 2043-44 | 2044-45 | 2045-46 | 2046-47 | 2047-48 | 2048-49 | 2049-50 | 2050-51
NEM | Total | 7878753.7205 | 6866825.745 | 5971186.4229 | 2436144.3495 | 2365129.1306 | 2091888.7666 | 2175078.4452 | 2093153.5237 | 1827085.8534 | 1579334.7862 | 1409993.1312 | 1636940.4365 | 1555848.5143 | 1580032.6785 | 895259.0522 | 777759.8721 | 651971.9591 | 902838.0698 | 632167.2594 | 596034.2544 | 660423.7263 | 627805.6915 | 676687.0695 | 623284.8373 | 728071.9491

## ML2_CF
Annual capacity factor by technology - ML2, Step Change Scenario
Non-scheduled generation including Distributed PV is not shown.
Region | Technology | 2026-27 | 2027-28 | 2028-29 | 2029-30 | 2030-31 | 2031-32 | 2032-33 | 2033-34 | 2034-35 | 2035-36 | 2036-37 | 2037-38 | 2038-39 | 2039-40 | 2040-41 | 2041-42 | 2042-43 | 2043-44 | 2044-45 | 2045-46 | 2046-47 | 2047-48 | 2048-49 | 2049-50 | 2050-51
NEM | Black Coal | 45.85% | 41.24% | 62.91% | 56.42% | 56.57% | 55.66% | 54.61% | 58.99% | 58.23% | 52.25% | 49.63% | 52.3% | 53.27% | 53.22% | 14.86% | 48.28% | - | - | - | - | - | - | - | - | -
NEM | Brown Coal | 59.97% | 59.71% | 64.3% | 54.52% | 66.82% | - | - | - | - | - | - | - | - | - | - | - | - | - | - | - | - | - | - | - | -
NEM | CCGT | 16.66% | 10.74% | 27.21% | 30.88% | 31.26% | 27.39% | 32.3% | 33.35% | 31.49% | 27.83% | 29.65% | 37.29% | 35.69% | 35.02% | 38.16% | 31.7% | 35.1% | 35.82% | 32.53% | 35.69% | 40.7% | 35.65% | 39.67% | 37.19% | 50.47%
NEM | Gas - Steam | 4.439% | 3.911% | 6.072% | 7.569% | 8.41% | 6.457% | 8.072% | 5.928% | 8.936% | 6.194% | 6.285% | 9.377% | 7.554% | 59.07% | 59.17% | 57.43% | 63.08% | 57.92% | 54.06% | 54.51% | 59.25% | 53.31% | 52.41% | 52.17% | -
NEM | OCGT / Diesel | 3.628% | 2.255% | 4.378% | 6.49% | 7.174% | 5.795% | 7.389% | 5.97% | 8.966% | 5.454% | 6.898% | 9.934% | 12.21% | 15% | 17.84% | 12.05% | 8.592% | 15.05% | 9.636% | 10.84% | 12.26% | 12.81% | 13.67% | 13.39% | 15.64%
NEM | Hydro | 26.55% | 21.55% | 25.96% | 26.35% | 23.32% | 22.37% | 21.72% | 23.39% | 24.64% | 22.34% | 20.15% | 25.63% | 22.8% | 20.17% | 19.16% | 18.33% | 20.94% | 21.62% | 19.5% | 18.39% | 23.97% | 20.69% | 18.67% | 18.7% | 19.13%
NEM | Hydrogen Turbine | bar: 2026-27 to 2050-51
NEM | Wind | 33.52% | 36.17% | 33.91% | 34.51% | 34.14% | 35.84% | 34.6% | 34.46% | 33.9% | 35.99% | 36.28% | 32.85% | 32.56% | 31.96% | 33.03% | 31.76% | 31.38% | 30.86% | 31.82% | 32.81% | 30.32% | 30% | 29.61% | 30.69% | 30.55%
NEM | Solar PV | 25.98% | 24.06% | 22.44% | 22.85% | 23.12% | 23.56% | 23.88% | 23.72% | 22.93% | 24.8% | 24.76% | 22.12% | 22.62% | 22.72% | 23.15% | 22.96% | 22.72% | 21.6% | 22.37% | 22.54% | 20.57% | 20.37% | 19.77% | 20.2% | 21.25%
NEM | Grid Battery | 17.27% | 17.48% | 14.58% | 11.47% | 12.35% | 12.22% | 12.56% | 12.42% | 11.41% | 11.39% | 11.29% | 10.85% | 10.88% | 10.85% | 10.3% | 10.71% | 10.32% | 10.17% | 9.838% | 10.19% | 11.04% | 10.31% | 10.41% | 12.54% | 13.94%
NEM | PHES | 15.22% | 17.04% | 27.5% | 19.98% | 22.05% | 22.42% | 24.32% | 22.3% | 22.48% | 23.55% | 21.64% | 22.51% | 21.95% | 22.85% | 21.67% | 21.92% | 20.14% | 20.98% | 22.32% | 20.25% | 21.59% | 19.12% | 18.39% | 18.86% | 21.61%
NEM | VPP | 11.97% | 13.12% | 10.53% | 6.507% | 7.929% | 8.398% | 8.85% | 8.64% | 8.647% | 8.687% | 8.871% | 8.818% | 9.079% | 9.75% | 9.524% | 9.804% | 9.314% | 9.192% | 9.535% | 9.636% | 9.499% | 9.285% | 9.621% | 9.527% | 10.05%
Region | Technology | 2026-27 | 2027-28 | 2028-29 | 2029-30 | 2030-31 | 2031-32 | 2032-33 | 2033-34 | 2034-35 | 2035-36 | 2036-37 | 2037-38 | 2038-39 | 2039-40 | 2040-41 | 2041-42 | 2042-43 | 2043-44 | 2044-45 | 2045-46 | 2046-47 | 2047-48 | 2048-49 | 2049-50 | 2050-51
NSW1 | Black Coal | 41.12% | 35.49% | 60.11% | 53.8% | 54.81% | 56.61% | 53.17% | 60.15% | 53.89% | 49.04% | 42.36% | 49.75% | 56.82% | 52.52% | - | - | - | - | - | - | - | - | - | - | -
NSW1 | Brown Coal | bar: 2026-27 to 2050-51
NSW1 | CCGT | 35.31% | 22.69% | 39.63% | 43.33% | 39.09% | 32.45% | 42.2% | 44.99% | 37.41% | 39.77% | 39.25% | 42.09% | 41.35% | 40.57% | 45.42% | 38.62% | 40.09% | 50.85% | 50.43% | 47.96% | 52.27% | 43.2% | 50.84% | 48.29% | 50.47%
NSW1 | Gas - Steam | bar: 2026-27 to 2050-51
NSW1 | OCGT / Diesel | 7.311% | 7.555% | 10.45% | 14.16% | 14.59% | 12.81% | 14.01% | 11.32% | 15.56% | 9.933% | 12.56% | 12.93% | 16.56% | 17.81% | 22.43% | 13.47% | 9.985% | 19.05% | 12.83% | 15.03% | 17.9% | 21.72% | 20.68% | 22.73% | 24.06%
NSW1 | Hydro | 14.06% | 11.92% | 17.39% | 14.54% | 12.06% | 11.82% | 12.08% | 13.73% | 14.12% | 12.73% | 10.28% | 16.34% | 12.84% | 10.86% | 10.62% | 9.068% | 11.95% | 12.75% | 11.54% | 8.761% | 15.73% | 11.6% | 9.964% | 10.07% | 9.522%
NSW1 | Hydrogen Turbine | bar: 2026-27 to 2050-51
NSW1 | Wind | 33.61% | 36.49% | 34.77% | 34.12% | 33.04% | 32.85% | 33.56% | 33.49% | 32.95% | 35.11% | 34.97% | 35.04% | 32.42% | 33.33% | 32.85% | 32.88% | 31.13% | 29.68% | 31.69% | 31.76% | 31.23% | 29.08% | 29.37% | 29.2% | 30.42%
NSW1 | Solar PV | 24.83% | 22.66% | 23.33% | 20.79% | 21.25% | 21.34% | 22.16% | 22.38% | 21.95% | 24.36% | 24.2% | 21.66% | 21.77% | 22.61% | 23.38% | 22.89% | 22.91% | 21.84% | 23.53% | 23.46% | 20.24% | 19.89% | 20.49% | 20.25% | 21.3%
NSW1 | Grid Battery | 20.07% | 18.62% | 17.3% | 16.81% | 17.61% | 17.27% | 17.53% | 17.74% | 17.17% | 17.87% | 17.64% | 16.59% | 16.46% | 16.09% | 15.65% | 15.45% | 14.84% | 14.37% | 13.95% | 14.31% | 14.37% | 13.36% | 13.82% | 14.19% | 14.56%
NSW1 | PHES | 15.02% | 16.81% | 70.57% | 21.62% | 24% | 24.56% | 26.4% | 24.21% | 25.05% | 26.13% | 23.35% | 24.14% | 22.74% | 25.13% | 23.24% | 25.52% | 22.19% | 24.24% | 27.07% | 24.52% | 24.99% | 21.73% | 23.56% | 21.92% | 24.87%
NSW1 | VPP | 12.3% | 12.35% | 10.13% | 6.77% | 8.051% | 8.594% | 8.884% | 8.812% | 8.97% | 9.357% | 9.503% | 9.363% | 9.607% | 10.33% | 10.27% | 10.25% | 9.959% | 9.593% | 10.2% | 10.26% | 10.17% | 9.799% | 10.36% | 10.15% | 10.47%
Region | Technology | 2026-27 | 2027-28 | 2028-29 | 2029-30 | 2030-31 | 2031-32 | 2032-33 | 2033-34 | 2034-35 | 2035-36 | 2036-37 | 2037-38 | 2038-39 | 2039-40 | 2040-41 | 2041-42 | 2042-43 | 2043-44 | 2044-45 | 2045-46 | 2046-47 | 2047-48 | 2048-49 | 2049-50 | 2050-51
QLD1 | Black Coal | 50.71% | 47.14% | 65.07% | 57.7% | 57.44% | 55.18% | 55.33% | 58.57% | 60.32% | 53.87% | 53.89% | 54.23% | 51.44% | 53.59% | 14.86% | 48.28% | - | - | - | - | - | - | - | - | -
QLD1 | Brown Coal | bar: 2026-27 to 2050-51
QLD1 | CCGT | 8.029% | 5.694% | 21.61% | 27.73% | 29.09% | 26.38% | 30.24% | 29.83% | 31.17% | 26.27% | 29.7% | 40.47% | 38.01% | 37.61% | 40.05% | 32.59% | 38.12% | 37.51% | 32.59% | 42.35% | 63.63% | 61.1% | 62.22% | 57.06% | -
QLD1 | Gas - Steam | 72.65% | 65.02% | 72.19% | 71.44% | 71.85% | 68.02% | 68.89% | 70.54% | 67.64% | 62.99% | 67.23% | 66.96% | 61.6% | 59.07% | 59.17% | 57.43% | 63.08% | 57.92% | 54.06% | 54.51% | 59.25% | 53.31% | 52.41% | 52.17% | -
QLD1 | OCGT / Diesel | 5.809e-09% | 8.121e-09% | 0.7203% | 1.962% | 3.476% | 2.089% | 2.413% | 2.649% | 6.094% | 3.599% | 5.67% | 10.76% | 14.54% | 17.01% | 19.99% | 15.28% | 15.34% | 17.93% | 11.28% | 12.35% | 8.98% | 7.577% | 6.771% | 3.71% | 2.95%
QLD1 | Hydro | 51.45% | 51.06% | 51.69% | 51.29% | 51.15% | 50.46% | 49.31% | 51.44% | 49.98% | 51.32% | 50.33% | 15.98% | 14.77% | 11.91% | 14.14% | 9.911% | 0.02947% | 6.771e-10% | 6.975e-10% | 6.718e-10% | 6.811e-10% | 6.647e-10% | 0.04211% | 7.863e-10% | 1.702e-09%
QLD1 | Hydrogen Turbine | bar: 2026-27 to 2050-51
QLD1 | Wind | 32.94% | 40.04% | 34.96% | 32.87% | 34.12% | 34.73% | 36.11% | 33.38% | 34.75% | 36.19% | 38.49% | 32.54% | 32.02% | 33.01% | 32.04% | 32.93% | 30.98% | 31.16% | 30.26% | 32.39% | 28.01% | 27.58% | 28.35% | 27.84% | 29.98%
QLD1 | Solar PV | 26.27% | 24.99% | 22.55% | 26.16% | 26.22% | 27.6% | 27.01% | 26.27% | 26.29% | 27.93% | 27.56% | 22.91% | 23.91% | 23.53% | 23.57% | 23.8% | 23.21% | 22.2% | 22.03% | 22.14% | 20.98% | 20.82% | 19.05% | 20.19% | 21.69%
QLD1 | Grid Battery | 17.07% | 17.23% | 14.5% | 12.37% | 13.23% | 13.43% | 13.62% | 13.25% | 12.21% | 11.84% | 11.65% | 11.35% | 11.83% | 11.98% | 11.63% | 12.48% | 12.2% | 12.17% | 11.8% | 12.22% | 14.57% | 14.2% | 13.54% | 16.61% | 19.15%
QLD1 | PHES | 15.27% | 17.1% | 14.9% | 13.78% | 14.73% | 14.35% | 16.48% | 15.1% | 12.8% | 20.72% | 19.77% | 20.73% | 21.09% | 20.35% | 19.96% | 17.96% | 17.89% | 17.42% | 17.11% | 15.57% | 17.86% | 16.27% | 12.72% | 15.51% | 18.04%
QLD1 | VPP | 13.01% | 14.54% | 11.43% | 7.194% | 8.976% | 9.732% | 10.25% | 10.15% | 9.465% | 9.343% | 9.359% | 9.448% | 9.996% | 10.28% | 10.37% | 10.43% | 10.2% | 10.12% | 10.44% | 10.22% | 10.16% | 10.46% | 10.2% | 10.38% | 10.65%
Region | Technology | 2026-27 | 2027-28 | 2028-29 | 2029-30 | 2030-31 | 2031-32 | 2032-33 | 2033-34 | 2034-35 | 2035-36 | 2036-37 | 2037-38 | 2038-39 | 2039-40 | 2040-41 | 2041-42 | 2042-43 | 2043-44 | 2044-45 | 2045-46 | 2046-47 | 2047-48 | 2048-49 | 2049-50 | 2050-51
VIC1 | Black Coal | bar: 2026-27 to 2050-51
VIC1 | Brown Coal | 59.97% | 59.71% | 64.3% | 54.52% | 66.82% | - | - | - | - | - | - | - | - | - | - | - | - | - | - | - | - | - | - | - | -
VIC1 | CCGT | bar: 2026-27 to 2050-51
VIC1 | Gas - Steam | 0.07334% | 3.498e-09% | 1.841% | 3.481% | 4.35% | 2.517% | 4.18% | 1.793% | 5.179% | 2.56% | 2.384% | 5.692% | 4.096% | - | - | - | - | - | - | - | - | - | - | - | -
VIC1 | OCGT / Diesel | 0.03999% | 0.001931% | 1.456% | 2.915% | 3.055% | 1.524% | 4.395% | 1.594% | 3.268% | 1.825% | 1.518% | 4.9% | 3.332% | 8.053% | 8.422% | 8.553% | 2.615% | 8.576% | 5.612% | 5.827% | 9.085% | 6.196% | 14.28% | 12.84% | 16.51%
VIC1 | Hydro | 16.32% | 13.73% | 20.52% | 17.17% | 14.78% | 14.84% | 13.53% | 16.56% | 17.06% | 16.19% | 13.58% | 20.41% | 17.1% | 14.77% | 14.79% | 13.48% | 16.47% | 17.05% | 16.16% | 13.61% | 20.39% | 17.09% | 14.78% | 14.79% | 13.44%
VIC1 | Hydrogen Turbine | bar: 2026-27 to 2050-51
VIC1 | Wind | 32.16% | 33.82% | 31.65% | 35.34% | 33.96% | 37.28% | 33.73% | 34.74% | 33.26% | 35.43% | 34.72% | 31.03% | 31.72% | 30.07% | 32.67% | 29.76% | 30.65% | 30.62% | 31.7% | 32.58% | 30.28% | 31.01% | 29.66% | 32.49% | 30.08%
VIC1 | Solar PV | 30.54% | 24.35% | 21.24% | 23.91% | 24.22% | 24.33% | 24.73% | 24.45% | 21.42% | 22.74% | 23.06% | 21.72% | 22.25% | 21.7% | 22.01% | 22.34% | 22.12% | 21.81% | 23.05% | 23.4% | 21.66% | 22.18% | 21.89% | 21.91% | 21.99%
VIC1 | Grid Battery | 16.73% | 17.25% | 12.87% | 7.97% | 8.898% | 8.588% | 9.07% | 8.591% | 7.575% | 7.414% | 7.495% | 7.297% | 7.168% | 7.203% | 6.617% | 6.792% | 6.561% | 6.233% | 6.056% | 6.417% | 6.388% | 5.68% | 5.905% | 7.468% | 7.594%
VIC1 | PHES | bar: 2026-27 to 2050-51
VIC1 | VPP | 13.25% | 12.97% | 10.05% | 5.342% | 6.854% | 7.261% | 7.861% | 7.479% | 7.709% | 7.683% | 8.066% | 7.969% | 8% | 8.957% | 8.489% | 9.159% | 8.223% | 8.088% | 8.435% | 8.729% | 8.39% | 7.93% | 8.48% | 8.368% | 9.335%
Region | Technology | 2026-27 | 2027-28 | 2028-29 | 2029-30 | 2030-31 | 2031-32 | 2032-33 | 2033-34 | 2034-35 | 2035-36 | 2036-37 | 2037-38 | 2038-39 | 2039-40 | 2040-41 | 2041-42 | 2042-43 | 2043-44 | 2044-45 | 2045-46 | 2046-47 | 2047-48 | 2048-49 | 2049-50 | 2050-51
SA1 | Black Coal | bar: 2026-27 to 2050-51
SA1 | Brown Coal | bar: 2026-27 to 2050-51
SA1 | CCGT | 19.55% | 11.54% | 35.72% | 33.36% | 38.02% | 33.42% | 35.96% | 39.15% | 35.69% | 25.1% | 26.41% | - | - | - | - | - | - | - | - | - | - | - | - | - | -
SA1 | Gas - Steam | bar: 2026-27 to 2050-51
SA1 | OCGT / Diesel | 7.831% | 0.1864% | 4.409% | 7.691% | 8.357% | 7.879% | 12.49% | 9.975% | 10.62% | 6.196% | 6.791% | 9.371% | 11.96% | 13.49% | 12.68% | 12.52% | 10.09% | 15.12% | 5.154% | 5.562% | 8.563% | 9.294% | 10.16% | 10.44% | 13.35%
SA1 | Hydro | bar: 2026-27 to 2050-51
SA1 | Hydrogen Turbine | bar: 2026-27 to 2050-51
SA1 | Wind | 36.16% | 36% | 35.13% | 35.46% | 35.47% | 37.76% | 34.99% | 35.82% | 33.92% | 39.34% | 39.6% | 34.43% | 35.61% | 35.16% | 37.39% | 34.04% | 35.44% | 32.95% | 36.05% | 36.68% | 33.23% | 33.81% | 33.2% | 35.07% | 32.6%
SA1 | Solar PV | 24.19% | 21.56% | 20.87% | 22.59% | 21.92% | 22.11% | 21.94% | 21.68% | 21.93% | 22.8% | 23.92% | 22.35% | 22.65% | 22.3% | 22.92% | 20.3% | 20.31% | 17.65% | 17.45% | 18.72% | 17.8% | 16.82% | 16.24% | 16.86% | 16.83%
SA1 | Grid Battery | 12.06% | 15.82% | 13.23% | 10.27% | 11.15% | 10.95% | 11.26% | 10.73% | 10.39% | 9.858% | 9.732% | 9.503% | 9.61% | 9.786% | 8.696% | 9.628% | 8.945% | 9.655% | 8.727% | 9.294% | 9.555% | 8.807% | 8.967% | 8.287% | 9.612%
SA1 | PHES | bar: 2026-27 to 2050-51
SA1 | VPP | 10.24% | 13.83% | 11.23% | 6.949% | 8.197% | 8.233% | 8.729% | 8.218% | 8.457% | 7.907% | 8.012% | 7.973% | 8.199% | 8.921% | 8.162% | 8.878% | 8.111% | 8.739% | 8.294% | 8.742% | 8.755% | 8.549% | 9.058% | 8.732% | 9.402%
Region | Technology | 2026-27 | 2027-28 | 2028-29 | 2029-30 | 2030-31 | 2031-32 | 2032-33 | 2033-34 | 2034-35 | 2035-36 | 2036-37 | 2037-38 | 2038-39 | 2039-40 | 2040-41 | 2041-42 | 2042-43 | 2043-44 | 2044-45 | 2045-46 | 2046-47 | 2047-48 | 2048-49 | 2049-50 | 2050-51
TAS1 | Black Coal | bar: 2026-27 to 2050-51
TAS1 | Brown Coal | bar: 2026-27 to 2050-51
TAS1 | CCGT | 0% | 2.087e-08% | 2.091e-08% | 1.901e-08% | 3.708e-08% | 3.789e-08% | 5.345e-08% | 5.434e-08% | 5.443e-08% | 5.701e-08% | 5.723e-08% | 7.422e-08% | 7.427e-08% | 7.757e-08% | 7.725e-08% | 8.184e-08% | 8.23e-08% | 8.225e-08% | 8.784e-08% | 8.791e-08% | 9.396e-08% | 9.401e-08% | 1.071e-07% | 1.071e-07% | -
TAS1 | Gas - Steam | bar: 2026-27 to 2050-51
TAS1 | OCGT / Diesel | 1.969e-08% | 3.298e-08% | 3.36e-08% | 0.05941% | 0.1092% | 0.138% | 0.5561% | 0.04044% | 3.408% | 1.958% | 3.332% | 5.143% | 6.641% | 7.135% | 8.536% | 7.661% | 7.898% | 15.77% | 8.729% | 11.81% | 8.926% | 13.09% | 11.68% | 11.13% | -
TAS1 | Hydro | 47.73% | 37.18% | 38.47% | 45.84% | 39.2% | 36.73% | 35.84% | 36.37% | 39.19% | 34.64% | 32.98% | 39.04% | 37.12% | 33.67% | 30.91% | 31.32% | 34.05% | 34.77% | 30.66% | 32.22% | 35.83% | 33.16% | 30.91% | 30.9% | 33.74%
TAS1 | Hydrogen Turbine | bar: 2026-27 to 2050-51
TAS1 | Wind | 35.43% | 37.78% | 35.65% | 35.4% | 36.8% | 40.09% | 37.23% | 37.57% | 37.66% | 37.31% | 37.85% | 35.16% | 35.07% | 31.13% | 33.15% | 31.15% | 32.69% | 33.15% | 33.99% | 35.05% | 33.76% | 34.04% | 31.18% | 33.78% | 34.11%
TAS1 | Solar PV | - | - | 20.14% | 20.19% | 20.73% | 20.46% | 21.31% | 20.95% | 20.75% | 21.11% | 21.03% | 20.54% | 20.27% | 20.73% | 20.32% | 21.08% | 20.74% | 20.37% | 21.1% | 20.95% | 20.36% | 20.07% | 20.51% | 20.16% | 20.82%
TAS1 | Grid Battery | bar: 2026-27 to 2050-51
TAS1 | PHES | bar: 2026-27 to 2050-51
TAS1 | VPP | 2.284% | 7.267% | 6.668% | 4.234% | 5.272% | 5.475% | 5.809% | 5.957% | 6.507% | 7.225% | 7.952% | 8.265% | 8.45% | 8.575% | 7.932% | 8.23% | 8.724% | 8.319% | 8.392% | 8.813% | 8.911% | 8.327% | 8.409% | 8.41% | 8.718%
Explicitly modelled pumping
Region | Technology | 2026-27 | 2027-28 | 2028-29 | 2029-30 | 2030-31 | 2031-32 | 2032-33 | 2033-34 | 2034-35 | 2035-36 | 2036-37 | 2037-38 | 2038-39 | 2039-40 | 2040-41 | 2041-42 | 2042-43 | 2043-44 | 2044-45 | 2045-46 | 2046-47 | 2047-48 | 2048-49 | 2049-50 | 2050-51
NEM | Grid Battery Pump | 19.44% | 19.94% | 16.68% | 13.33% | 14.37% | 14.22% | 14.6% | 14.47% | 13.33% | 13.28% | 13.18% | 12.68% | 12.69% | 12.62% | 12.03% | 12.47% | 12.07% | 11.85% | 11.53% | 11.98% | 12.96% | 12.12% | 12.23% | 14.74% | 16.4%
NEM | PHES Pump | 23.57% | 26.76% | 34.85% | 25.37% | 29.61% | 29.75% | 32.02% | 29.84% | 29.38% | 30.6% | 28.94% | 29.1% | 28.4% | 28.72% | 28.2% | 27.48% | 26.44% | 26.4% | 28.63% | 26.23% | 27.63% | 24.44% | 23.14% | 23.86% | 27.59%
NEM | VPP Pump | 14.34% | 15.75% | 12.63% | 7.798% | 9.51% | 10.07% | 10.61% | 10.36% | 10.38% | 10.4% | 10.64% | 10.59% | 10.89% | 11.68% | 11.45% | 11.73% | 11.18% | 11.01% | 11.43% | 11.58% | 11.37% | 11.16% | 11.51% | 11.43% | 12.04%
Region | Technology | 2026-27 | 2027-28 | 2028-29 | 2029-30 | 2030-31 | 2031-32 | 2032-33 | 2033-34 | 2034-35 | 2035-36 | 2036-37 | 2037-38 | 2038-39 | 2039-40 | 2040-41 | 2041-42 | 2042-43 | 2043-44 | 2044-45 | 2045-46 | 2046-47 | 2047-48 | 2048-49 | 2049-50 | 2050-51
NSW1 | Grid Battery Pump | 22.4% | 21.12% | 19.7% | 19.55% | 20.53% | 20.11% | 20.38% | 20.76% | 20.15% | 20.93% | 20.69% | 19.49% | 19.25% | 18.78% | 18.33% | 17.98% | 17.34% | 16.75% | 16.28% | 16.76% | 16.69% | 15.58% | 16.01% | 16.35% | 16.8%
NSW1 | PHES Pump | 23.14% | 26.46% | 44.5% | 26.09% | 30.85% | 31.14% | 33.19% | 31.01% | 31.17% | 32.18% | 30.17% | 29.46% | 28.18% | 29.29% | 28.6% | 29.64% | 27.85% | 28.28% | 32.34% | 29.69% | 30% | 26.03% | 27.13% | 25.73% | 29.83%
NSW1 | VPP Pump | 14.73% | 14.82% | 12.16% | 8.103% | 9.669% | 10.31% | 10.64% | 10.57% | 10.78% | 11.2% | 11.39% | 11.25% | 11.51% | 12.38% | 12.35% | 12.26% | 11.94% | 11.5% | 12.23% | 12.34% | 12.17% | 11.78% | 12.4% | 12.17% | 12.55%
Region | Technology | 2026-27 | 2027-28 | 2028-29 | 2029-30 | 2030-31 | 2031-32 | 2032-33 | 2033-34 | 2034-35 | 2035-36 | 2036-37 | 2037-38 | 2038-39 | 2039-40 | 2040-41 | 2041-42 | 2042-43 | 2043-44 | 2044-45 | 2045-46 | 2046-47 | 2047-48 | 2048-49 | 2049-50 | 2050-51
QLD1 | Grid Battery Pump | 19.74% | 20.02% | 16.9% | 14.53% | 15.55% | 15.8% | 16% | 15.59% | 14.37% | 13.95% | 13.7% | 13.4% | 13.89% | 14.09% | 13.7% | 14.76% | 14.42% | 14.38% | 13.95% | 14.45% | 17.36% | 16.84% | 16.2% | 19.94% | 22.93%
QLD1 | PHES Pump | 24.08% | 27.11% | 23.59% | 21.66% | 23.27% | 22.64% | 26.02% | 23.84% | 20.21% | 28.47% | 27.28% | 28.62% | 28.69% | 27.94% | 27.66% | 24.56% | 24.53% | 23.85% | 23.58% | 21.53% | 24.4% | 22.27% | 17.72% | 21.32% | 24.54%
QLD1 | VPP Pump | 15.58% | 17.43% | 13.72% | 8.613% | 10.76% | 11.67% | 12.29% | 12.18% | 11.35% | 11.2% | 11.22% | 11.36% | 11.96% | 12.33% | 12.43% | 12.5% | 12.23% | 12.12% | 12.52% | 12.25% | 12.19% | 12.54% | 12.23% | 12.44% | 12.76%
Region | Technology | 2026-27 | 2027-28 | 2028-29 | 2029-30 | 2030-31 | 2031-32 | 2032-33 | 2033-34 | 2034-35 | 2035-36 | 2036-37 | 2037-38 | 2038-39 | 2039-40 | 2040-41 | 2041-42 | 2042-43 | 2043-44 | 2044-45 | 2045-46 | 2046-47 | 2047-48 | 2048-49 | 2049-50 | 2050-51
VIC1 | Grid Battery Pump | 19.05% | 19.73% | 14.77% | 9.258% | 10.35% | 9.985% | 10.57% | 9.973% | 8.837% | 8.615% | 8.735% | 8.5% | 8.375% | 8.352% | 7.717% | 7.86% | 7.658% | 7.231% | 7.051% | 7.506% | 7.413% | 6.625% | 6.83% | 8.605% | 8.702%
VIC1 | PHES Pump | bar: 2026-27 to 2050-51
VIC1 | VPP Pump | 15.88% | 15.57% | 12.04% | 6.405% | 8.218% | 8.707% | 9.438% | 8.958% | 9.274% | 9.186% | 9.672% | 9.555% | 9.608% | 10.73% | 10.21% | 10.95% | 9.897% | 9.665% | 10.11% | 10.51% | 10.03% | 9.547% | 10.13% | 10.05% | 11.17%
Region | Technology | 2026-27 | 2027-28 | 2028-29 | 2029-30 | 2030-31 | 2031-32 | 2032-33 | 2033-34 | 2034-35 | 2035-36 | 2036-37 | 2037-38 | 2038-39 | 2039-40 | 2040-41 | 2041-42 | 2042-43 | 2043-44 | 2044-45 | 2045-46 | 2046-47 | 2047-48 | 2048-49 | 2049-50 | 2050-51
SA1 | Grid Battery Pump | 13.01% | 17.66% | 14.74% | 11.6% | 12.56% | 12.34% | 12.71% | 12.08% | 11.71% | 11.1% | 10.96% | 10.7% | 10.85% | 10.99% | 9.821% | 10.85% | 10.13% | 10.82% | 10.32% | 11.03% | 11.26% | 10.45% | 10.56% | 9.845% | 11.4%
SA1 | PHES Pump | bar: 2026-27 to 2050-51
SA1 | VPP Pump | 12.26% | 16.6% | 13.44% | 8.352% | 9.813% | 9.87% | 10.49% | 9.834% | 10.14% | 9.48% | 9.607% | 9.56% | 9.858% | 10.67% | 9.816% | 10.62% | 9.746% | 10.46% | 9.945% | 10.51% | 10.47% | 10.28% | 10.83% | 10.48% | 11.26%
Region | Technology | 2026-27 | 2027-28 | 2028-29 | 2029-30 | 2030-31 | 2031-32 | 2032-33 | 2033-34 | 2034-35 | 2035-36 | 2036-37 | 2037-38 | 2038-39 | 2039-40 | 2040-41 | 2041-42 | 2042-43 | 2043-44 | 2044-45 | 2045-46 | 2046-47 | 2047-48 | 2048-49 | 2049-50 | 2050-51
TAS1 | Grid Battery Pump | bar: 2026-27 to 2050-51
TAS1 | PHES Pump | bar: 2026-27 to 2050-51
TAS1 | VPP Pump | 2.726% | 8.733% | 7.982% | 5.077% | 6.322% | 6.565% | 6.965% | 7.143% | 7.83% | 8.64% | 9.566% | 9.884% | 10.16% | 10.25% | 9.523% | 9.857% | 10.48% | 9.99% | 10.03% | 10.6% | 10.65% | 10.02% | 10.05% | 10.12% | 10.42%

## ML2_Generation
Annual sent-out generation by technology (GWh) - ML2, Step Change Scenario
Non-scheduled generation including Distributed PV is not shown.
Region | Technology | 2026-27 | 2027-28 | 2028-29 | 2029-30 | 2030-31 | 2031-32 | 2032-33 | 2033-34 | 2034-35 | 2035-36 | 2036-37 | 2037-38 | 2038-39 | 2039-40 | 2040-41 | 2041-42 | 2042-43 | 2043-44 | 2044-45 | 2045-46 | 2046-47 | 2047-48 | 2048-49 | 2049-50 | 2050-51
NEM | Black Coal | 66101.0962 | 59454.1017 | 56274.6409 | 24663.5995 | 24729.94 | 23928.5686 | 23477.6663 | 22870.1686 | 18143.9901 | 15788.5501 | 13612.0721 | 12282.3758 | 10773.7104 | 10764.4825 | 1205.6119 | 769.7253 | 4.7969e-05 | 3.9509e-05 | 3.3979e-05 | 2.4659e-05 | 2.4732e-05 | 2.3816e-05 | 2.2152e-05 | 2.2879e-05 | 2.9926e-05
NEM | Brown Coal | 25399.386 | 22360.4536 | 15911.8297 | 2769.8909 | 1806.7546 | 2.0637e-05 | 2.0299e-05 | 1.9795e-05 | 1.1178e-05 | 4.0755e-06 | 3.5471e-06 | 3.5068e-06 | 3.5405e-06 | 3.5783e-06 | 3.5537e-06 | 3.397e-06 | 3.1693e-06 | 3.1743e-06 | 3.0008e-06 | 2.4901e-06 | 2.4822e-06 | 0 | 0 | 0 | 0
NEM | CCGT | 4858.6571 | 3133.3446 | 7509.1502 | 8520.2367 | 8624.288 | 7558.1057 | 8911.6625 | 9201.7849 | 8688.105 | 7680.0959 | 7181.5239 | 7304.6886 | 6990.9054 | 6416.5641 | 6991.7181 | 5807.3594 | 6430.0259 | 5181.8772 | 4706.8268 | 3148.549 | 2720.3427 | 2382.6701 | 2651.319 | 2486.0658 | 1657.8511
NEM | Gas - Steam | 206.869 | 182.2679 | 282.9811 | 352.7499 | 391.9228 | 300.9025 | 376.2032 | 276.2764 | 416.4635 | 288.6813 | 292.901 | 437.0148 | 352.0628 | 165.5963 | 165.8574 | 160.9806 | 176.8212 | 162.357 | 151.548 | 152.7984 | 166.0926 | 149.4354 | 146.9199 | 146.2554 | 0
NEM | OCGT / Diesel | 2471.9841 | 1536.234 | 2975.1344 | 4638.2012 | 4972.3969 | 4016.6825 | 4942.6658 | 3683.0856 | 5439.042 | 3308.073 | 4171.5062 | 6730.7922 | 8275.0127 | 9582.9922 | 11209.2677 | 10482.3998 | 7403.5375 | 14101.0769 | 9477.2995 | 10661.4039 | 12836.8742 | 12751.1737 | 14897.0359 | 13982.812 | 17977.2012
NEM | Hydro | 17128.1499 | 13905.6992 | 16748.8605 | 17000.0837 | 15739.32 | 15096.8187 | 14663.4817 | 15788.6831 | 16632.6023 | 15076.0582 | 13600.103 | 17302.5684 | 15389.9972 | 13616.8465 | 12934.1884 | 12370.4665 | 14131.696 | 14596.3697 | 13161.8591 | 12413.9208 | 16177.8923 | 13963.9123 | 12599.2819 | 12619.9902 | 12914.2278
NEM | Hydrogen Turbine | 0 | 0 | 0 | 0 | 0 | 0 | 0 | 0 | 0 | 0 | 0 | 0 | 0 | 0 | 0 | 0 | 0 | 0 | 0 | 0 | 0 | 0 | 0 | 0 | 0
NEM | Wind | 41171.9036 | 50682.2806 | 53538.589 | 78691.4222 | 81365.2472 | 87401.8096 | 88003.3191 | 91817.2219 | 99757.7307 | 106957.3396 | 116126.402 | 118319.5144 | 119000.9691 | 120250.3095 | 125894.1254 | 131641.6845 | 138745.8962 | 135720.7714 | 141594.7361 | 144550.9543 | 141642.3979 | 140738.5156 | 137025.7576 | 138203.8771 | 136567.3484
NEM | Solar PV | 28044.6887 | 37434.897 | 37967.8193 | 54341.1939 | 54982.4592 | 56015.6663 | 56765.0233 | 56387.5036 | 57951.5671 | 62685.3629 | 62805.1488 | 63795.7927 | 65300.9721 | 65580.787 | 70589.0057 | 71062.5769 | 71714.7669 | 77315.5883 | 79625.7248 | 80323.666 | 84239.3409 | 83166.8173 | 81776.0207 | 81079.0428 | 83034.8898
NEM | Grid Battery | 12179.4422 | 18953.8755 | 17818.2153 | 21737.2044 | 23364.3739 | 23334.3325 | 23977.337 | 24273.2106 | 23289.0345 | 23243.8316 | 22991.6608 | 22089.5409 | 22061.6806 | 22000.9513 | 20816.7076 | 22163.3785 | 21316.1143 | 20537.7494 | 19367.1224 | 19450.1201 | 21263.6659 | 19414.8415 | 20087.7748 | 15682.7901 | 16912.6634
NEM | PHES | 1413.0119 | 1581.8577 | 2553.7028 | 6841.8282 | 7553.8507 | 7677.5129 | 8330.8557 | 7637.1168 | 7700.9572 | 12186.5253 | 11200.8064 | 11651.1485 | 11361.4073 | 11827.1714 | 11215.8565 | 11342.7979 | 10423.5907 | 10860.5323 | 11551.505 | 10481.7018 | 11173.8533 | 9897.7348 | 9516.7872 | 9762.3173 | 11184.2871
NEM | VPP | 587.8394 | 871.0908 | 922.5798 | 763.5123 | 1166.1545 | 1519.7145 | 1950.2964 | 2292.6755 | 2705.9643 | 3197.8201 | 3853.3458 | 4487.0746 | 5387.2756 | 6680.3427 | 7461.8169 | 8716.5272 | 9359.9301 | 10368.7889 | 12005.0076 | 13441.773 | 14592.0044 | 15632.1369 | 17680.8351 | 19031.3852 | 20922.7908
NEM | USE / DSP | 268.859 | 7.3029e-07 | 9.1811e-07 | 2596.4896 | 2459.1323 | 2436.4252 | 2251.0505 | 2064.193 | 2334.7608 | 2628.0707 | 2757.1383 | 2681.2972 | 2522.6597 | 2497.9912 | 2501.8867 | 2519.444 | 2492.2367 | 2660.094 | 2623.7251 | 2625.2788 | 2733.298 | 2801.7654 | 2843.321 | 2829.8023 | 2616.2783
Total |  | 199831.8872 | 210096.1027 | 212503.5031 | 222916.4125 | 227155.8402 | 229286.5389 | 233649.5615 | 236291.9202 | 243060.2175 | 253040.4086 | 258592.6083 | 267081.8081 | 267416.6531 | 269384.0348 | 270986.0422 | 277037.3406 | 282194.6155 | 291505.2051 | 294265.3545 | 297250.1662 | 307545.7622 | 300899.003 | 299225.0533 | 295824.3383 | 303787.538
Region | Technology | 2026-27 | 2027-28 | 2028-29 | 2029-30 | 2030-31 | 2031-32 | 2032-33 | 2033-34 | 2034-35 | 2035-36 | 2036-37 | 2037-38 | 2038-39 | 2039-40 | 2040-41 | 2041-42 | 2042-43 | 2043-44 | 2044-45 | 2045-46 | 2046-47 | 2047-48 | 2048-49 | 2049-50 | 2050-51
NSW1 | Black Coal | 30004.3772 | 25898.0409 | 23407.3171 | 7720.2808 | 7864.6869 | 8123.9577 | 7629.6149 | 6093.6799 | 5460.0233 | 4967.8513 | 4290.9527 | 5040.4654 | 3904.4796 | 3609.0411 | 0 | 0 | 0 | 0 | 0 | 0 | 0 | 0 | 0 | 0 | 0
NSW1 | Brown Coal | 0 | 0 | 0 | 0 | 0 | 0 | 0 | 0 | 0 | 0 | 0 | 0 | 0 | 0 | 0 | 0 | 0 | 0 | 0 | 0 | 0 | 0 | 0 | 0 | 0
NSW1 | CCGT | 2520.9279 | 1619.7691 | 2829.1013 | 3093.1998 | 2790.5129 | 2316.426 | 3012.6831 | 3212.2551 | 2670.6998 | 2839.484 | 2801.9118 | 3005.2645 | 2952.0824 | 2896.0988 | 3242.7929 | 2757.0532 | 2862.3891 | 1670.5494 | 1656.7015 | 1575.481 | 1716.9562 | 1419.1874 | 1670.237 | 1586.291 | 1657.8511
NSW1 | Gas - Steam | 0 | 0 | 0 | 0 | 0 | 0 | 0 | 0 | 0 | 0 | 0 | 0 | 0 | 0 | 0 | 0 | 0 | 0 | 0 | 0 | 0 | 0 | 0 | 0 | 0
NSW1 | OCGT / Diesel | 1463.2722 | 1512.0604 | 2090.7748 | 2835.008 | 2920.3739 | 2564.5946 | 2803.2114 | 2265.5558 | 3114.5096 | 1987.9878 | 2490.9244 | 3370.0496 | 4314.2906 | 4641.601 | 5845.2451 | 4441.6168 | 3292.1683 | 7228.3789 | 4933.4515 | 5778.5344 | 6882.0462 | 8352.9186 | 7952.2607 | 8739.5907 | 10760.4655
NSW1 | Hydro | 3110.3772 | 2637.5766 | 3845.3999 | 3215.4425 | 2666.574 | 2615.1698 | 2672.8192 | 3036.9284 | 3122.5836 | 2816.3459 | 2274.2121 | 3614.0301 | 2840.8962 | 2402.4679 | 2349.8778 | 2005.7651 | 2643.1822 | 2819.3319 | 2552.7549 | 1937.9368 | 3479.5354 | 2566.6747 | 2203.8777 | 2226.7563 | 2106.1027
NSW1 | Hydrogen Turbine | 0 | 0 | 0 | 0 | 0 | 0 | 0 | 0 | 0 | 0 | 0 | 0 | 0 | 0 | 0 | 0 | 0 | 0 | 0 | 0 | 0 | 0 | 0 | 0 | 0
NSW1 | Wind | 8303.44 | 11930.2794 | 13509.0853 | 18765.223 | 20828.0444 | 20997.4055 | 21453.3609 | 21411.5044 | 21061.6454 | 22442.1877 | 22618.3751 | 26431.2629 | 24039.7058 | 25587.0151 | 26536.1298 | 30584.0743 | 35116.9668 | 32413.6253 | 34612.555 | 35626.3708 | 35028.8552 | 33130.3124 | 32444.6029 | 31967.8723 | 33298.6813
NSW1 | Solar PV | 12026.2468 | 14583.4146 | 15084.6585 | 24413.9021 | 24961.3734 | 25056.1564 | 26020.7969 | 26281.7893 | 25778.7392 | 28611.1062 | 28417.3246 | 25438.0459 | 25575.2966 | 26560.5977 | 27634.5844 | 27050.3445 | 26810.0633 | 29039.0799 | 31278.5794 | 31426.4696 | 31054.8837 | 30570.4404 | 31410.6752 | 29987.0062 | 29828.6063
NSW1 | Grid Battery | 4453.1311 | 6274.8874 | 5980.1576 | 7739.7712 | 8110.9973 | 8253.2557 | 8381.0163 | 9360.029 | 9064.2124 | 9432.5955 | 9230.3178 | 8681.4129 | 8615.1535 | 8422.7893 | 8100.1958 | 7999.4539 | 7680.1236 | 7375.6237 | 7162.4435 | 7310.5521 | 6647.0892 | 6063.1983 | 6152.8934 | 4937.7416 | 5063.457
NSW1 | PHES | 315.8697 | 353.3533 | 1483.5955 | 5852.084 | 6495.4644 | 6646.6586 | 7147.0452 | 6552.5517 | 6781.4844 | 7072.8306 | 6319.9148 | 6533.4098 | 6156.2986 | 6803.5225 | 6289.5983 | 6908.2734 | 6007.6341 | 6560.4907 | 7327.0606 | 6637.7128 | 6765.5931 | 5881.6649 | 6376.5513 | 5934.4531 | 6731.841
NSW1 | VPP | 229.1641 | 310.8318 | 336.6646 | 302.4363 | 445.0788 | 576.8837 | 720.8214 | 851.4922 | 1003.8842 | 1212.2803 | 1444.2416 | 1657.1525 | 1975.7346 | 2447.2951 | 2779.4038 | 3145.7139 | 3452.9438 | 3727.5569 | 4419.9913 | 4919.0348 | 5366.8017 | 5657.7695 | 6523.0947 | 6938.299 | 7440.676
NSW1 | USE / DSP | 1.6323e-07 | 1.7203e-07 | 2.1191e-07 | 1662.7015 | 1714.3783 | 1667.5547 | 1473.8842 | 1276.533 | 1535.7945 | 1789.937 | 1919.2665 | 1785.0351 | 1637.4883 | 1546.4518 | 1536.2938 | 1537.6152 | 1535.8823 | 1551.4203 | 1539.2641 | 1537.5147 | 1539.5957 | 1551.7345 | 1539.2565 | 1538.3997 | 1536.8751
Total |  | 62426.8062 | 65120.2136 | 68566.7546 | 75600.0492 | 78797.4844 | 78818.0628 | 81315.2535 | 80342.3189 | 79593.5763 | 83172.6063 | 81807.4415 | 85556.1288 | 82011.4261 | 84916.8803 | 84314.1217 | 86429.9102 | 89401.3534 | 92386.057 | 95482.8018 | 96749.6071 | 98481.3564 | 95193.9006 | 96273.4494 | 93856.4099 | 98424.5561
Region | Technology | 2026-27 | 2027-28 | 2028-29 | 2029-30 | 2030-31 | 2031-32 | 2032-33 | 2033-34 | 2034-35 | 2035-36 | 2036-37 | 2037-38 | 2038-39 | 2039-40 | 2040-41 | 2041-42 | 2042-43 | 2043-44 | 2044-45 | 2045-46 | 2046-47 | 2047-48 | 2048-49 | 2049-50 | 2050-51
QLD1 | Black Coal | 36096.719 | 33556.0608 | 32867.3238 | 16943.3186 | 16865.2531 | 15804.6108 | 15848.0514 | 16776.4887 | 12683.9668 | 10820.6988 | 9321.1194 | 7241.9104 | 6869.2308 | 7155.4413 | 1205.6119 | 769.7253 | 4.7969e-05 | 3.9509e-05 | 3.3979e-05 | 2.4659e-05 | 2.4732e-05 | 2.3816e-05 | 2.2152e-05 | 2.2879e-05 | 2.9926e-05
QLD1 | Brown Coal | 0 | 0 | 0 | 0 | 0 | 0 | 0 | 0 | 0 | 0 | 0 | 0 | 0 | 0 | 0 | 0 | 0 | 0 | 0 | 0 | 0 | 0 | 0 | 0 | 0
QLD1 | CCGT | 1123.8113 | 796.9931 | 3024.7381 | 3880.9861 | 4071.9439 | 3693.1454 | 4232.8074 | 4175.3152 | 4363.402 | 3677.4295 | 3155.587 | 4299.424 | 4038.823 | 3520.4653 | 3748.9252 | 3050.3062 | 3567.6368 | 3511.3278 | 3050.1253 | 1573.068 | 1003.3865 | 963.4827 | 981.082 | 899.7748 | 1.7767e-05
QLD1 | Gas - Steam | 203.6568 | 182.2679 | 202.3496 | 200.2695 | 201.4109 | 190.676 | 193.1108 | 197.7454 | 189.6129 | 176.572 | 188.4668 | 187.7048 | 172.6685 | 165.5963 | 165.8574 | 160.9806 | 176.8212 | 162.357 | 151.548 | 152.7984 | 166.0926 | 149.4354 | 146.9199 | 146.2554 | 0
QLD1 | OCGT / Diesel | 9.9466e-07 | 1.3904e-06 | 130.7022 | 424.8727 | 752.5325 | 452.169 | 522.4672 | 475.2176 | 1030.8782 | 608.8631 | 959.0568 | 1819.3843 | 2459.6585 | 2877.0968 | 3381.3524 | 2584.7642 | 2595.3281 | 3033.6626 | 2387.7095 | 2615.2329 | 2590.8914 | 2186.0165 | 2590.0526 | 1250.6359 | 904.9784
QLD1 | Hydro | 686.9179 | 681.6573 | 690.1101 | 684.7384 | 682.8071 | 673.6364 | 658.3645 | 686.7215 | 667.2886 | 685.1775 | 671.9176 | 213.3058 | 197.2128 | 158.9621 | 188.7946 | 132.3169 | 0.39346 | 9.0401e-09 | 9.3116e-09 | 8.9685e-09 | 9.0926e-09 | 8.8739e-09 | 0.56215 | 1.0498e-08 | 2.2719e-08
QLD1 | Hydrogen Turbine | 0 | 0 | 0 | 0 | 0 | 0 | 0 | 0 | 0 | 0 | 0 | 0 | 0 | 0 | 0 | 0 | 0 | 0 | 0 | 0 | 0 | 0 | 0 | 0 | 0
QLD1 | Wind | 7572.8351 | 9205.5966 | 9587.1462 | 16967.2903 | 17613.5792 | 17928.0566 | 19928.065 | 20083.4385 | 22552.5525 | 23489.5124 | 29590.3341 | 27836.8246 | 27397.6403 | 28245.3342 | 28535.805 | 35907.6989 | 35650.7396 | 36244.8513 | 36149.7556 | 38688.1574 | 36228.4865 | 35665.7146 | 36299.7359 | 34546.4792 | 37202.6089
QLD1 | Solar PV | 10933.0811 | 12934.8031 | 12796.1774 | 16862.756 | 16901.7414 | 17793.774 | 17415.2116 | 16933.2358 | 16950.4286 | 18003.0221 | 17999.7028 | 22814.53 | 23859.9303 | 23489.2072 | 27182.7896 | 27450.9634 | 28468.6377 | 30275.0702 | 30343.5067 | 30439.6327 | 35939.0956 | 35472.1282 | 33718.1956 | 35193.9374 | 37436.0105
QLD1 | Grid Battery | 3613.0593 | 4688.3838 | 4454.6932 | 6012.8734 | 6427.6519 | 6528.3037 | 6619.2351 | 6439.6926 | 5935.4408 | 5755.1363 | 5659.4602 | 5515.4618 | 5646.6332 | 5716.6286 | 5547.9774 | 6779.0078 | 6569.4905 | 6557.7642 | 6147.1872 | 5777.9244 | 8563.051 | 7974.1187 | 8411.5115 | 7138.5441 | 8425.4062
QLD1 | PHES | 1097.1422 | 1228.5044 | 1070.1073 | 989.7443 | 1058.3863 | 1030.8543 | 1183.8105 | 1084.5651 | 919.4728 | 5113.6947 | 4880.8916 | 5117.7386 | 5205.1087 | 5023.6489 | 4926.2582 | 4434.5245 | 4415.9566 | 4300.0415 | 4224.4444 | 3843.9889 | 4408.2602 | 4016.0699 | 3140.2359 | 3827.8642 | 4452.446
QLD1 | VPP | 96.7942 | 155.7648 | 172.1121 | 163.4091 | 268.258 | 371.3008 | 489.3884 | 600.3544 | 682.8318 | 814.4233 | 976.9957 | 1167.9068 | 1456.6037 | 1744.8666 | 2022.3996 | 2318.7391 | 2572.8258 | 2876.3318 | 3325.2019 | 3613.418 | 3963.1675 | 4481.7902 | 4780.2609 | 5288.5396 | 5651.6475
QLD1 | USE / DSP | 1.5846e-07 | 1.6876e-07 | 2.0277e-07 | 231.0783 | 160.0293 | 169.9252 | 176.3284 | 180.5826 | 187.5842 | 205.6538 | 208.3657 | 234.5219 | 230.8046 | 264.7277 | 284.4803 | 287.153 | 292.1885 | 335.5191 | 342.2468 | 369.4978 | 416.5442 | 446.6369 | 478.0118 | 486.8388 | 405.951
Total |  | 61424.0167 | 63430.0319 | 64995.46 | 63361.3367 | 65003.5937 | 64636.4522 | 67266.8403 | 67633.3574 | 66163.4592 | 69350.1835 | 73611.8978 | 76448.7131 | 77534.3145 | 78361.9751 | 77190.2515 | 83876.1798 | 84310.0184 | 87296.9255 | 86121.7254 | 87073.7186 | 93278.9755 | 91355.3931 | 90546.5682 | 88778.8695 | 94479.0486
Region | Technology | 2026-27 | 2027-28 | 2028-29 | 2029-30 | 2030-31 | 2031-32 | 2032-33 | 2033-34 | 2034-35 | 2035-36 | 2036-37 | 2037-38 | 2038-39 | 2039-40 | 2040-41 | 2041-42 | 2042-43 | 2043-44 | 2044-45 | 2045-46 | 2046-47 | 2047-48 | 2048-49 | 2049-50 | 2050-51
VIC1 | Black Coal | 0 | 0 | 0 | 0 | 0 | 0 | 0 | 0 | 0 | 0 | 0 | 0 | 0 | 0 | 0 | 0 | 0 | 0 | 0 | 0 | 0 | 0 | 0 | 0 | 0
VIC1 | Brown Coal | 25399.386 | 22360.4536 | 15911.8297 | 2769.8909 | 1806.7546 | 2.0637e-05 | 2.0299e-05 | 1.9795e-05 | 1.1178e-05 | 4.0755e-06 | 3.5471e-06 | 3.5068e-06 | 3.5405e-06 | 3.5783e-06 | 3.5537e-06 | 3.397e-06 | 3.1693e-06 | 3.1743e-06 | 3.0008e-06 | 2.4901e-06 | 2.4822e-06 | 0 | 0 | 0 | 0
VIC1 | CCGT | 0 | 0 | 0 | 0 | 0 | 0 | 0 | 0 | 0 | 0 | 0 | 0 | 0 | 0 | 0 | 0 | 0 | 0 | 0 | 0 | 0 | 0 | 0 | 0 | 0
VIC1 | Gas - Steam | 3.2123 | 1.5322e-07 | 80.6315 | 152.4803 | 190.5119 | 110.2265 | 183.0924 | 78.531 | 226.8506 | 112.1093 | 104.4342 | 249.31 | 179.3944 | 0 | 0 | 0 | 0 | 0 | 0 | 0 | 0 | 0 | 0 | 0 | 0
VIC1 | OCGT / Diesel | 6.6567 | 0.32145 | 242.2582 | 485.2265 | 508.5398 | 253.5812 | 731.4426 | 241.5202 | 495.2382 | 289.2008 | 240.4708 | 783.7546 | 532.8857 | 977.6782 | 1022.3703 | 2512.0825 | 746.679 | 2665.8979 | 1744.7073 | 1811.4467 | 2824.1886 | 1609.1252 | 3708.8258 | 3333.4225 | 5413.5199
VIC1 | Hydro | 3258.2857 | 2740.0936 | 4095.8498 | 3426.9274 | 2950.8532 | 2962.1134 | 2700.8718 | 3306.8502 | 3406.2724 | 3233.0775 | 2711.8925 | 4074.2458 | 3413.9119 | 2947.8861 | 2952.9106 | 2690.8832 | 3288.6313 | 3404.0438 | 3225.5391 | 2716.4214 | 4071.5635 | 3412.5927 | 2950.9119 | 2952.4695 | 2683.2054
VIC1 | Hydrogen Turbine | 0 | 0 | 0 | 0 | 0 | 0 | 0 | 0 | 0 | 0 | 0 | 0 | 0 | 0 | 0 | 0 | 0 | 0 | 0 | 0 | 0 | 0 | 0 | 0 | 0
VIC1 | Wind | 14796.834 | 16044.63 | 16404.3479 | 26810.7208 | 26372.2328 | 30581.3032 | 29634.4734 | 33053.8871 | 38980.5976 | 42990.6462 | 45164.4559 | 42908.7067 | 45472.6587 | 45738.872 | 48863.984 | 44518.2249 | 46326.8952 | 46823.1004 | 48166.6727 | 47739.5272 | 48353.3556 | 49600.8424 | 47446.2945 | 50094.7998 | 46228.6185
VIC1 | Solar PV | 3637.9447 | 7603.4999 | 7734.1812 | 9461.1108 | 9586.2739 | 9627.7361 | 9786.2805 | 9675.3397 | 11698.9206 | 12422.5522 | 12595.8224 | 11863.1836 | 12153.0463 | 11851.0045 | 12021.1395 | 12201.5588 | 12085.0244 | 11912.5179 | 12365.4315 | 12494.1902 | 11561.6821 | 11843.0817 | 11512.0205 | 10762.6211 | 10622.9832
VIC1 | Grid Battery | 3003.2697 | 5670.9626 | 5443.1794 | 6075.8571 | 6783.0515 | 6547.0716 | 6914.1114 | 6507.5156 | 6408.2296 | 6271.9171 | 6340.5084 | 6172.8056 | 6060.6274 | 6090.4313 | 5594.7116 | 5564.6664 | 5375.3336 | 4997.2478 | 4749.1307 | 4976.3898 | 4679.636 | 4111.1567 | 4273.8182 | 2856.8553 | 2506.0313
VIC1 | PHES | 0 | 0 | 0 | 0 | 0 | 0 | 0 | 0 | 0 | 0 | 0 | 0 | 0 | 0 | 0 | 0 | 0 | 0 | 0 | 0 | 0 | 0 | 0 | 0 | 0
VIC1 | VPP | 132.411 | 182.0667 | 190.6002 | 148.1955 | 245.3307 | 327.4038 | 438.7667 | 510.669 | 628.9225 | 747.0128 | 934.9365 | 1093.4052 | 1288.1395 | 1676.5298 | 1824.269 | 2242.4732 | 2285.0264 | 2532.6306 | 2958.7897 | 3406.5712 | 3619.9149 | 3764.5071 | 4410.9177 | 4751.5368 | 5550.4137
VIC1 | USE / DSP | 1.5019e-07 | 1.6376e-07 | 2.1354e-07 | 593.6201 | 584.7247 | 598.9453 | 599.0499 | 607.0774 | 607.4217 | 621.7023 | 620.3895 | 631.703 | 623.1092 | 623.3798 | 617.5413 | 616.331 | 613.194 | 628.161 | 641.1635 | 617.4225 | 613.1704 | 614.5719 | 603.8065 | 601.2263 | 597.7165
Total |  | 50238 | 54602.0278 | 50102.878 | 49924.0294 | 49028.2731 | 51008.3809 | 50988.0888 | 53981.3901 | 62452.4533 | 66688.2182 | 68712.9104 | 67777.1145 | 69723.7731 | 69905.7818 | 72896.9263 | 70346.22 | 70720.7839 | 72963.5994 | 73851.4346 | 73761.969 | 75723.5111 | 74955.8777 | 74906.5951 | 75352.9313 | 73602.4885
Region | Technology | 2026-27 | 2027-28 | 2028-29 | 2029-30 | 2030-31 | 2031-32 | 2032-33 | 2033-34 | 2034-35 | 2035-36 | 2036-37 | 2037-38 | 2038-39 | 2039-40 | 2040-41 | 2041-42 | 2042-43 | 2043-44 | 2044-45 | 2045-46 | 2046-47 | 2047-48 | 2048-49 | 2049-50 | 2050-51
SA1 | Black Coal | 0 | 0 | 0 | 0 | 0 | 0 | 0 | 0 | 0 | 0 | 0 | 0 | 0 | 0 | 0 | 0 | 0 | 0 | 0 | 0 | 0 | 0 | 0 | 0 | 0
SA1 | Brown Coal | 0 | 0 | 0 | 0 | 0 | 0 | 0 | 0 | 0 | 0 | 0 | 0 | 0 | 0 | 0 | 0 | 0 | 0 | 0 | 0 | 0 | 0 | 0 | 0 | 0
SA1 | CCGT | 1213.9179 | 716.5823 | 1655.3108 | 1546.0508 | 1761.8312 | 1548.5343 | 1666.172 | 1814.2146 | 1654.0032 | 1163.1824 | 1224.0251 | 3.7611e-06 | 3.7446e-06 | 3.7021e-06 | 3.6727e-06 | 3.6243e-06 | 3.7587e-06 | 4.0302e-06 | 3.8467e-06 | 3.8933e-06 | 3.9986e-06 | 4.0051e-06 | 4.0101e-06 | 3.9846e-06 | 1.6187e-05
SA1 | Gas - Steam | 0 | 0 | 0 | 0 | 0 | 0 | 0 | 0 | 0 | 0 | 0 | 0 | 0 | 0 | 0 | 0 | 0 | 0 | 0 | 0 | 0 | 0 | 0 | 0 | 0
SA1 | OCGT / Diesel | 1002.0552 | 23.8522 | 511.3992 | 892.1677 | 789.2472 | 744.1852 | 876.8737 | 700.1614 | 745.2811 | 391.4949 | 429.1065 | 677.4134 | 864.6198 | 975.3691 | 916.9313 | 905.0114 | 729.2358 | 1092.997 | 367.0814 | 396.1939 | 494.3976 | 536.6166 | 586.5779 | 602.6112 | 898.2374
SA1 | Hydro | 0 | 0 | 0 | 0 | 0 | 0 | 0 | 0 | 0 | 0 | 0 | 0 | 0 | 0 | 0 | 0 | 0 | 0 | 0 | 0 | 0 | 0 | 0 | 0 | 0
SA1 | Hydrogen Turbine | 0 | 0 | 0 | 0 | 0 | 0 | 0 | 0 | 0 | 0 | 0 | 0 | 0 | 0 | 0 | 0 | 0 | 0 | 0 | 0 | 0 | 0 | 0 | 0 | 0
SA1 | Wind | 8750.5163 | 9625.3679 | 9393.1346 | 10569.5458 | 10365.3574 | 10735.9632 | 9947.8576 | 9771.5154 | 9252.7168 | 9808.3562 | 9999.6557 | 12596.4339 | 13196.8601 | 12454.9175 | 13201.3978 | 12401.9278 | 13013.7493 | 11481.1261 | 14113.3074 | 13678.6264 | 13538.1946 | 13776.759 | 12990.9286 | 13096.4386 | 12176.3925
SA1 | Solar PV | 1447.4162 | 1773.0313 | 1716.3859 | 2965.2176 | 2877.9975 | 2891.3003 | 2869.1375 | 2834.9479 | 2867.7582 | 2981.4738 | 3127.4744 | 3030.8296 | 3072.0668 | 3024.7492 | 3108.203 | 3693.4433 | 3695.5019 | 5445.172 | 4971.2762 | 5301.1176 | 5040.2094 | 4646.8051 | 4486.9624 | 4498.2315 | 4489.3559
SA1 | Grid Battery | 1109.9821 | 2319.6416 | 1940.1851 | 1908.7027 | 2042.6731 | 2005.7015 | 2062.9743 | 1965.9735 | 1881.1517 | 1784.1826 | 1761.3742 | 1719.8605 | 1739.2665 | 1771.102 | 1573.8227 | 1820.2504 | 1691.1665 | 1607.1136 | 1308.3609 | 1385.2536 | 1373.8897 | 1266.3678 | 1249.5517 | 749.649 | 917.7688
SA1 | PHES | 0 | 0 | 0 | 0 | 0 | 0 | 0 | 0 | 0 | 0 | 0 | 0 | 0 | 0 | 0 | 0 | 0 | 0 | 0 | 0 | 0 | 0 | 0 | 0 | 0
SA1 | VPP | 128.2758 | 216.6985 | 215.79 | 141.9569 | 195.6032 | 228.8754 | 281.4089 | 305.5015 | 358.2148 | 381.511 | 440.6146 | 498.7363 | 581.9447 | 711.3331 | 728.3925 | 881.8375 | 894.4581 | 1065.128 | 1111.073 | 1279.8195 | 1391.9372 | 1469.8972 | 1680.0386 | 1739.4059 | 1940.1219
SA1 | USE / DSP | 268.859 | 1.7316e-07 | 2.3385e-07 | 109.0896 | 2.2234e-07 | 2.2044e-07 | 1.788 | 2.9745e-07 | 3.9604 | 8.5736 | 9.1165 | 28.6872 | 31.2576 | 61.3918 | 62.8153 | 75.3809 | 50.9719 | 141.3822 | 97.1648 | 100.8438 | 162.2357 | 188.8222 | 220.3388 | 200.908 | 71.6857
Total |  | 13921.0224 | 14675.1738 | 15432.2055 | 18132.7311 | 18032.7096 | 18154.5598 | 17706.2119 | 17392.3143 | 16763.0862 | 16518.7745 | 16991.3671 | 18551.961 | 19486.0155 | 18998.8627 | 19591.5626 | 19777.8514 | 20075.0836 | 20832.9189 | 21968.2637 | 22141.8548 | 22000.8643 | 21885.268 | 21214.398 | 20887.2442 | 20493.5622
Region | Technology | 2026-27 | 2027-28 | 2028-29 | 2029-30 | 2030-31 | 2031-32 | 2032-33 | 2033-34 | 2034-35 | 2035-36 | 2036-37 | 2037-38 | 2038-39 | 2039-40 | 2040-41 | 2041-42 | 2042-43 | 2043-44 | 2044-45 | 2045-46 | 2046-47 | 2047-48 | 2048-49 | 2049-50 | 2050-51
TAS1 | Black Coal | 0 | 0 | 0 | 0 | 0 | 0 | 0 | 0 | 0 | 0 | 0 | 0 | 0 | 0 | 0 | 0 | 0 | 0 | 0 | 0 | 0 | 0 | 0 | 0 | 0
TAS1 | Brown Coal | 0 | 0 | 0 | 0 | 0 | 0 | 0 | 0 | 0 | 0 | 0 | 0 | 0 | 0 | 0 | 0 | 0 | 0 | 0 | 0 | 0 | 0 | 0 | 0 | 0
TAS1 | CCGT | 0 | 3.8026e-07 | 3.8109e-07 | 3.4636e-07 | 6.7562e-07 | 6.9045e-07 | 9.7394e-07 | 9.9018e-07 | 9.9183e-07 | 1.0387e-06 | 1.0427e-06 | 1.3524e-06 | 1.3533e-06 | 1.4133e-06 | 1.4076e-06 | 1.4911e-06 | 1.4996e-06 | 1.4986e-06 | 1.6006e-06 | 1.6018e-06 | 1.7121e-06 | 1.713e-06 | 1.9506e-06 | 1.9512e-06 | 3.3301e-06
TAS1 | Gas - Steam | 0 | 0 | 0 | 0 | 0 | 0 | 0 | 0 | 0 | 0 | 0 | 0 | 0 | 0 | 0 | 0 | 0 | 0 | 0 | 0 | 0 | 0 | 0 | 0 | 0
TAS1 | OCGT / Diesel | 3.0699e-07 | 5.1425e-07 | 5.2398e-07 | 0.92635 | 1.7035 | 2.1525 | 8.6709 | 0.6306 | 53.135 | 30.5263 | 51.9476 | 80.1903 | 103.558 | 111.2471 | 43.3686 | 38.9249 | 40.1263 | 80.1405 | 44.3497 | 59.9961 | 45.3503 | 66.4968 | 59.3189 | 56.5517 | 4.2826e-06
TAS1 | Hydro | 10072.5692 | 7846.3717 | 8117.5007 | 9672.9755 | 9439.0857 | 8845.8991 | 8631.4261 | 8758.1829 | 9436.4577 | 8341.4573 | 7942.0808 | 9400.9868 | 8937.9764 | 8107.5304 | 7442.6054 | 7541.5013 | 8199.4889 | 8372.994 | 7383.5651 | 7759.5627 | 8626.7934 | 7984.6449 | 7443.9301 | 7440.7644 | 8124.9196
TAS1 | Hydrogen Turbine | 0 | 0 | 0 | 0 | 0 | 0 | 0 | 0 | 0 | 0 | 0 | 0 | 0 | 0 | 0 | 0 | 0 | 0 | 0 | 0 | 0 | 0 | 0 | 0 | 0
TAS1 | Wind | 1748.2783 | 3876.4067 | 4644.875 | 5578.6422 | 6186.0335 | 7159.0812 | 7039.5622 | 7496.8764 | 7910.2183 | 8226.6372 | 8753.5811 | 8546.2862 | 8894.1043 | 8224.1709 | 8756.8087 | 8229.7586 | 8637.5453 | 8758.0682 | 8552.4454 | 8818.2725 | 8493.5059 | 8564.8872 | 7844.1958 | 8498.2871 | 7661.0472
TAS1 | Solar PV | 0 | 540.1481 | 636.4163 | 638.2074 | 655.073 | 646.6995 | 673.5968 | 662.191 | 655.7203 | 667.2086 | 664.8246 | 649.2037 | 640.6321 | 655.2284 | 642.2893 | 666.2668 | 655.5396 | 643.7484 | 666.931 | 662.2558 | 643.4702 | 634.3618 | 648.1671 | 637.2466 | 657.934
TAS1 | Grid Battery | 0 | 4.9913e-06 | 6.1972e-06 | 1.744e-05 | 1.8877e-05 | 2.2645e-05 | 2.0163e-05 | 2.1687e-05 | 2.5512e-05 | 2.8121e-05 | 2.7255e-05 | 2.9916e-05 | 2.9993e-05 | 4.1871e-05 | 4.2378e-05 | 5.6703e-05 | 5.4409e-05 | 5.8207e-05 | 6.2667e-05 | 6.2758e-05 | 6.2925e-05 | 5.9728e-05 | 5.9449e-05 | 6.7202e-05 | 6.9823e-05
TAS1 | PHES | 0 | 0 | 1.3855e-06 | 2.5261e-06 | 2.6802e-06 | 2.8578e-06 | 2.9773e-06 | 3.4145e-06 | 5.176e-06 | 6.6381e-06 | 6.5724e-06 | 1.1889e-05 | 1.1921e-05 | 1.2188e-05 | 1.2404e-05 | 2.4899e-05 | 2.5599e-05 | 2.7159e-05 | 2.782e-05 | 2.8011e-05 | 2.6739e-05 | 2.656e-05 | 2.6381e-05 | 2.7217e-05 | 2.6804e-05
TAS1 | VPP | 1.1944 | 5.729 | 7.413 | 7.5145 | 11.8837 | 15.2508 | 19.911 | 24.6585 | 32.1109 | 42.5927 | 56.5574 | 69.8738 | 84.8531 | 100.3181 | 107.352 | 127.7635 | 154.6761 | 167.1416 | 189.9517 | 222.9295 | 250.1831 | 258.1729 | 286.5232 | 313.604 | 339.9317
TAS1 | USE / DSP | 5.1002e-08 | 5.2577e-08 | 5.604e-08 | 4.3302e-08 | 4.838e-08 | 4.9479e-08 | 5.6091e-08 | 5.8396e-08 | 6.424e-08 | 2.204 | 6.9643e-08 | 1.35 | 8.6054e-08 | 2.04 | 0.756 | 2.964 | 1.1006e-07 | 3.6114 | 3.886 | 1.4527e-07 | 1.752 | 1.8707e-07 | 1.9075 | 2.4296 | 4.05
Total |  | 11822.0418 | 12268.6555 | 13406.205 | 15898.2661 | 16293.7795 | 16669.0832 | 16373.1671 | 16942.5396 | 18087.6423 | 17310.6261 | 17468.9915 | 18747.8907 | 18661.1239 | 17200.5349 | 16993.1801 | 16607.1792 | 17687.3763 | 18025.7042 | 16841.129 | 17523.0167 | 18061.0549 | 17508.5637 | 16284.0426 | 16948.8834 | 16787.8826
Explicitly modelled pumping
Region | Technology | 2026-27 | 2027-28 | 2028-29 | 2029-30 | 2030-31 | 2031-32 | 2032-33 | 2033-34 | 2034-35 | 2035-36 | 2036-37 | 2037-38 | 2038-39 | 2039-40 | 2040-41 | 2041-42 | 2042-43 | 2043-44 | 2044-45 | 2045-46 | 2046-47 | 2047-48 | 2048-49 | 2049-50 | 2050-51
NEM | Grid Battery Pump | 13882.5796 | 21798.6701 | 20538.7726 | 25379.0233 | 27312.3833 | 27269.9053 | 28015.2353 | 28406.5891 | 27313.0302 | 27219.0723 | 26954.8281 | 25935.5774 | 25844.8741 | 25699.4892 | 24414.3575 | 25909.9741 | 25024.4296 | 24035.7145 | 22702.694 | 22862.1545 | 24974.8643 | 22826.7106 | 23607.9117 | 18441.6115 | 19892.1828
NEM | PHES Pump | 3221.5528 | 3656.5235 | 4762.4912 | 9799.0844 | 11439.5549 | 11492.5953 | 12370.5669 | 11526.1026 | 11350.8683 | 17179.8335 | 16247.6071 | 16337.5325 | 15939.6585 | 16119.102 | 15829.8623 | 15426.7622 | 14842.8212 | 14820.0326 | 16069.2304 | 14724.6655 | 15508.0422 | 13717.6364 | 12989.292 | 13394.8996 | 15486.5792
NEM | VPP Pump | 704.1713 | 1045.4442 | 1106.2766 | 914.912 | 1398.7605 | 1822.4825 | 2338.871 | 2747.7173 | 3249.5832 | 3829.3378 | 4620.5503 | 5387.8113 | 6459.362 | 8002.5732 | 8967.1604 | 10431.6345 | 11237.3893 | 12419.14 | 14393.816 | 16154.9712 | 17461.7361 | 18780.5008 | 21160.6046 | 22834.6245 | 25072.035
Region | Technology | 2026-27 | 2027-28 | 2028-29 | 2029-30 | 2030-31 | 2031-32 | 2032-33 | 2033-34 | 2034-35 | 2035-36 | 2036-37 | 2037-38 | 2038-39 | 2039-40 | 2040-41 | 2041-42 | 2042-43 | 2043-44 | 2044-45 | 2045-46 | 2046-47 | 2047-48 | 2048-49 | 2049-50 | 2050-51
NSW1 | Grid Battery Pump | 4970.4197 | 7117.2156 | 6808.5942 | 9002.4005 | 9453.6291 | 9610.2531 | 9743.5349 | 10957.7061 | 10635.2552 | 11047.1311 | 10829.8432 | 10201.5638 | 10074.4982 | 9828.035 | 9490.5119 | 9307.9031 | 8978.4531 | 8598.0989 | 8355.669 | 8563.3835 | 7721.7155 | 7072.0941 | 7124.7922 | 5688.7505 | 5844.1926
NSW1 | PHES Pump | 1702.9389 | 1946.7702 | 3274.6993 | 8433.2509 | 9972.1104 | 10064.9006 | 10729.1482 | 10022.7359 | 10076.3815 | 10400.5809 | 9752.2707 | 9524.1464 | 9109.6967 | 9467.4912 | 9243.2067 | 9579.5003 | 9003.3385 | 9141.9399 | 10453.7521 | 9597.7966 | 9698.3522 | 8414.6638 | 8770.9409 | 8318.5302 | 9643.9824
NSW1 | VPP Pump | 274.5284 | 373.0405 | 404.0325 | 361.9544 | 534.4924 | 691.9421 | 863.2949 | 1020.9818 | 1206.068 | 1451.2426 | 1731.7004 | 1990.8699 | 2367.7936 | 2931.8012 | 3342.0343 | 3762.5307 | 4140.3279 | 4469.4622 | 5299.7369 | 5915.5856 | 6417.6846 | 6798.9652 | 7806.4722 | 8319.2835 | 8921.6827
Region | Technology | 2026-27 | 2027-28 | 2028-29 | 2029-30 | 2030-31 | 2031-32 | 2032-33 | 2033-34 | 2034-35 | 2035-36 | 2036-37 | 2037-38 | 2038-39 | 2039-40 | 2040-41 | 2041-42 | 2042-43 | 2043-44 | 2044-45 | 2045-46 | 2046-47 | 2047-48 | 2048-49 | 2049-50 | 2050-51
QLD1 | Grid Battery Pump | 4179.7884 | 5448.7095 | 5192.4644 | 7062.6103 | 7556.0947 | 7679.8447 | 7776.7119 | 7575.8197 | 6980.6731 | 6777.3711 | 6655.8236 | 6512.5175 | 6629.841 | 6723.8287 | 6535.6517 | 8015.1369 | 7767.237 | 7744.7208 | 7270.0541 | 6834.5108 | 10203.001 | 9456.623 | 10067.518 | 8570.2436 | 10088.0773
QLD1 | PHES Pump | 1518.6139 | 1709.7533 | 1487.7919 | 1365.8335 | 1467.4446 | 1427.6947 | 1641.4187 | 1503.3667 | 1274.4868 | 6779.2526 | 6495.3363 | 6813.3861 | 6829.9618 | 6651.6107 | 6586.6557 | 5847.262 | 5839.4826 | 5678.0927 | 5615.4784 | 5126.8689 | 5809.6899 | 5302.9726 | 4218.3511 | 5076.3694 | 5842.5968
QLD1 | VPP Pump | 115.9662 | 186.7728 | 206.6762 | 195.635 | 321.669 | 445.2688 | 586.741 | 719.9368 | 818.7416 | 976.527 | 1171.4267 | 1404.3017 | 1742.6596 | 2092.1611 | 2425.0401 | 2780.2811 | 3086.1294 | 3447.6793 | 3987.107 | 4332.6588 | 4754.8265 | 5371.0436 | 5731.8396 | 6341.1665 | 6776.4774
Region | Technology | 2026-27 | 2027-28 | 2028-29 | 2029-30 | 2030-31 | 2031-32 | 2032-33 | 2033-34 | 2034-35 | 2035-36 | 2036-37 | 2037-38 | 2038-39 | 2039-40 | 2040-41 | 2041-42 | 2042-43 | 2043-44 | 2044-45 | 2045-46 | 2046-47 | 2047-48 | 2048-49 | 2049-50 | 2050-51
VIC1 | Grid Battery Pump | 3420.1369 | 6487.9797 | 6247.4003 | 7057.5993 | 7891.8325 | 7612.0806 | 8055.3446 | 7554.6484 | 7476.0434 | 7288.1721 | 7389.7137 | 7191.1291 | 7081.7268 | 7061.9842 | 6524.6466 | 6439.6285 | 6273.9278 | 5797.7418 | 5529.199 | 5820.3421 | 5430.4436 | 4795.2705 | 4943.4664 | 3292.0426 | 2871.7476
VIC1 | PHES Pump | 0 | 0 | 0 | 0 | 0 | 0 | 0 | 0 | 0 | 0 | 0 | 0 | 0 | 0 | 0 | 0 | 0 | 0 | 0 | 0 | 0 | 0 | 0 | 0 | 0
VIC1 | VPP Pump | 158.6326 | 218.5981 | 228.2637 | 177.692 | 294.1804 | 392.5816 | 526.8066 | 611.6318 | 756.6312 | 893.185 | 1121.0695 | 1311.0613 | 1547.102 | 2007.6784 | 2195.2459 | 2680.9972 | 2750.2409 | 3026.4321 | 3547.7009 | 4099.4525 | 4325.6615 | 4531.9421 | 5270.8023 | 5708.421 | 6644.092
Region | Technology | 2026-27 | 2027-28 | 2028-29 | 2029-30 | 2030-31 | 2031-32 | 2032-33 | 2033-34 | 2034-35 | 2035-36 | 2036-37 | 2037-38 | 2038-39 | 2039-40 | 2040-41 | 2041-42 | 2042-43 | 2043-44 | 2044-45 | 2045-46 | 2046-47 | 2047-48 | 2048-49 | 2049-50 | 2050-51
SA1 | Grid Battery Pump | 1312.2346 | 2744.7654 | 2290.3136 | 2256.4132 | 2410.8269 | 2367.7269 | 2439.6439 | 2318.4149 | 2221.0585 | 2106.3981 | 2079.4476 | 2030.367 | 2058.8081 | 2085.6412 | 1863.5472 | 2147.3055 | 2004.8116 | 1895.153 | 1547.7718 | 1643.918 | 1619.7041 | 1502.723 | 1472.135 | 890.5748 | 1088.1652
SA1 | PHES Pump | 0 | 0 | 0 | 0 | 0 | 0 | 0 | 0 | 0 | 0 | 0 | 0 | 0 | 0 | 0 | 0 | 0 | 0 | 0 | 0 | 0 | 0 | 0 | 0 | 0
SA1 | VPP Pump | 153.6183 | 260.1474 | 258.4316 | 170.6193 | 234.1694 | 274.4023 | 338.1536 | 365.5995 | 429.5059 | 457.4461 | 528.3212 | 598.0123 | 699.7418 | 850.9666 | 875.9491 | 1054.7998 | 1074.8095 | 1274.8475 | 1332.2328 | 1539.0436 | 1664.5082 | 1767.8382 | 2009.0841 | 2088.3326 | 2323.5843
Region | Technology | 2026-27 | 2027-28 | 2028-29 | 2029-30 | 2030-31 | 2031-32 | 2032-33 | 2033-34 | 2034-35 | 2035-36 | 2036-37 | 2037-38 | 2038-39 | 2039-40 | 2040-41 | 2041-42 | 2042-43 | 2043-44 | 2044-45 | 2045-46 | 2046-47 | 2047-48 | 2048-49 | 2049-50 | 2050-51
TAS1 | Grid Battery Pump | 0 | 5.9375e-06 | 7.3611e-06 | 2.0733e-05 | 2.2406e-05 | 2.6904e-05 | 2.3953e-05 | 2.5757e-05 | 3.0304e-05 | 3.3359e-05 | 3.2407e-05 | 3.5527e-05 | 3.5694e-05 | 4.9761e-05 | 5.0451e-05 | 6.7394e-05 | 6.4764e-05 | 6.9254e-05 | 7.4423e-05 | 7.4722e-05 | 7.4719e-05 | 7.1107e-05 | 7.0598e-05 | 7.9987e-05 | 8.2912e-05
TAS1 | PHES Pump | 0 | 0 | 1.8251e-06 | 3.3363e-06 | 3.5216e-06 | 3.7661e-06 | 3.9207e-06 | 4.4916e-06 | 6.8158e-06 | 8.709e-06 | 8.716e-06 | 1.5586e-05 | 1.5712e-05 | 1.5997e-05 | 1.6446e-05 | 3.2817e-05 | 3.3696e-05 | 3.5682e-05 | 3.6469e-05 | 3.7118e-05 | 3.4912e-05 | 3.5208e-05 | 3.4452e-05 | 3.6061e-05 | 3.5039e-05
TAS1 | VPP Pump | 1.4257 | 6.8854 | 8.8726 | 9.0114 | 14.2492 | 18.2876 | 23.8748 | 29.5674 | 38.6365 | 50.9371 | 68.0325 | 83.5661 | 102.065 | 119.9659 | 128.891 | 153.0257 | 185.8816 | 200.7189 | 227.0384 | 268.2307 | 299.0554 | 310.7118 | 342.4064 | 377.421 | 406.1986

## ML2_Capacity
Installed capacity by technology (MW) - ML2, Step Change Scenario
Capacity calculated on 1 July. In early study years some wind and solar projects enter later in the financial year and are therefore reflected in the following financial year's capacity.
Non-scheduled generation including Distributed PV is not shown.
Region | Technology | 2026-27 | 2027-28 | 2028-29 | 2029-30 | 2030-31 | 2031-32 | 2032-33 | 2033-34 | 2034-35 | 2035-36 | 2036-37 | 2037-38 | 2038-39 | 2039-40 | 2040-41 | 2041-42 | 2042-43 | 2043-44 | 2044-45 | 2045-46 | 2046-47 | 2047-48 | 2048-49 | 2049-50 | 2050-51
NEM | Black Coal | 16456 | 16456 | 10211.4775 | 4989.9953 | 4989.9953 | 4907.7017 | 4907.7017 | 4426.0394 | 3556.8064 | 3449.4669 | 3130.8064 | 2680.8064 | 2308.7645 | 2308.7645 | 925.9865 | 181.9865 | 0 | 0 | 0 | 0 | 0 | 0 | 0 | 0 | 0
NEM | Brown Coal | 4835 | 4275 | 2825 | 580 | 308.6666 | 0 | 0 | 0 | 0 | 0 | 0 | 0 | 0 | 0 | 0 | 0 | 0 | 0 | 0 | 0 | 0 | 0 | 0 | 0 | 0
NEM | CCGT | 3329.9 | 3329.9 | 3149.9 | 3149.9 | 3149.9 | 3149.9 | 3149.9 | 3149.9 | 3149.9 | 3149.9 | 2764.9 | 2235.9 | 2235.9 | 2091.5 | 2091.5 | 2091.5 | 2091.5 | 1651.5 | 1651.5 | 1007 | 763 | 763 | 763 | 763 | 375
NEM | Gas - Steam | 532 | 532 | 532 | 532 | 532 | 532 | 532 | 532 | 532 | 532 | 532 | 532 | 532 | 32 | 32 | 32 | 32 | 32 | 32 | 32 | 32 | 32 | 32 | 32 | 0
NEM | OCGT / Diesel | 7777.959 | 7777.959 | 7758.459 | 8158.459 | 7912.459 | 7912.459 | 7635.599 | 7042.099 | 6925.099 | 6924.011 | 6903.211 | 7734.4124 | 7734.4124 | 7294.4124 | 7174.4124 | 9931.0539 | 9837.0539 | 10695.2574 | 11227.1491 | 11227.1491 | 11949.4839 | 11365.4839 | 12438.6686 | 11919.6686 | 13117.9284
NEM | Hydro | 7365.42 | 7365.42 | 7365.42 | 7365.42 | 7705.32 | 7705.32 | 7705.32 | 7705.32 | 7705.32 | 7705.32 | 7705.32 | 7705.32 | 7705.32 | 7705.32 | 7705.32 | 7705.32 | 7705.32 | 7705.32 | 7705.32 | 7705.32 | 7705.32 | 7705.32 | 7705.32 | 7705.32 | 7705.32
NEM | Hydrogen Turbine | 0 | 0 | 0 | 0 | 0 | 0 | 0 | 0 | 0 | 0 | 0 | 0 | 0 | 0 | 0 | 0 | 0 | 0 | 0 | 0 | 0 | 0 | 0 | 0 | 0
NEM | Wind | 14022.588 | 15995.9787 | 18021.9729 | 26033.3837 | 27209.3291 | 27839.0645 | 29031.3933 | 30417.1433 | 33597.4336 | 33920.9895 | 36534.534 | 41115.688 | 41721.6152 | 42955.6908 | 43511.1521 | 47315.8724 | 50474.887 | 50197.9332 | 50791.3539 | 50295.566 | 53320.8928 | 53553.9526 | 52823.938 | 51399.148 | 51033.7977
NEM | Solar PV | 12324.098 | 17760.731 | 19315.271 | 27142.6712 | 27142.6712 | 27136.5512 | 27136.5512 | 27136.5512 | 28854.7389 | 28854.7389 | 28951.1829 | 32923.2306 | 32947.9872 | 32947.9872 | 34803.7091 | 35332.2503 | 36036.1291 | 40860.8689 | 40640.9816 | 40674.2744 | 46759.2088 | 46603.2714 | 47220.2281 | 45821.6788 | 44613.7838
NEM | Grid Battery | 8050.83 | 12380.84 | 13954.59 | 21627.59 | 21597.59 | 21797.59 | 21797.59 | 22310.2314 | 23295.3329 | 23295.3329 | 23245.3329 | 23245.3329 | 23140.3329 | 23140.3329 | 23075.3329 | 23619.2004 | 23569.2004 | 23061.1304 | 22472.3709 | 21784.7709 | 21994.3466 | 21494.3466 | 22028.1845 | 14278.1844 | 13850.0846
NEM | PHES | 1060 | 1060 | 1060 | 3910 | 3910 | 3910 | 3910 | 3910 | 3910 | 5908 | 5908 | 5908 | 5908 | 5908 | 5908 | 5908 | 5908 | 5908 | 5908 | 5908 | 5908 | 5908 | 5908 | 5908 | 5908
NEM | VPP | 560.72 | 757.83 | 999.79 | 1339.39 | 1679 | 2065.68 | 2515.66 | 3029.12 | 3572.2801 | 4202.17 | 4958.64 | 5808.51 | 6774.04 | 7821.3199 | 8943.3201 | 10148.97 | 11471.57 | 12877.2099 | 14372.24 | 15924.3999 | 17535.5301 | 19218.1903 | 20977.8501 | 22803.0401 | 23763.4101
Total |  | 76314.5149 | 87691.6587 | 85193.8803 | 104828.8091 | 106136.9311 | 106956.2663 | 108321.7152 | 109658.4043 | 115098.9108 | 117941.9292 | 120633.9272 | 129889.2002 | 131008.3721 | 132205.3277 | 134170.733 | 142266.1535 | 147125.6604 | 152989.2198 | 154800.9155 | 154558.4802 | 165967.7821 | 166643.5649 | 169897.1893 | 160630.0399 | 160367.3246
Region | Technology | 2026-27 | 2027-28 | 2028-29 | 2029-30 | 2030-31 | 2031-32 | 2032-33 | 2033-34 | 2034-35 | 2035-36 | 2036-37 | 2037-38 | 2038-39 | 2039-40 | 2040-41 | 2041-42 | 2042-43 | 2043-44 | 2044-45 | 2045-46 | 2046-47 | 2047-48 | 2048-49 | 2049-50 | 2050-51
NSW1 | Black Coal | 8330 | 8330 | 4445.1617 | 1638.1529 | 1638.1529 | 1638.1529 | 1638.1529 | 1156.4906 | 1156.4906 | 1156.4906 | 1156.4906 | 1156.4906 | 784.4487 | 784.4487 | 0 | 0 | 0 | 0 | 0 | 0 | 0 | 0 | 0 | 0 | 0
NSW1 | Brown Coal | 0 | 0 | 0 | 0 | 0 | 0 | 0 | 0 | 0 | 0 | 0 | 0 | 0 | 0 | 0 | 0 | 0 | 0 | 0 | 0 | 0 | 0 | 0 | 0 | 0
NSW1 | CCGT | 815 | 815 | 815 | 815 | 815 | 815 | 815 | 815 | 815 | 815 | 815 | 815 | 815 | 815 | 815 | 815 | 815 | 375 | 375 | 375 | 375 | 375 | 375 | 375 | 375
NSW1 | Gas - Steam | 0 | 0 | 0 | 0 | 0 | 0 | 0 | 0 | 0 | 0 | 0 | 0 | 0 | 0 | 0 | 0 | 0 | 0 | 0 | 0 | 0 | 0 | 0 | 0 | 0
NSW1 | OCGT / Diesel | 2284.799 | 2284.799 | 2284.799 | 2284.799 | 2284.799 | 2284.799 | 2284.799 | 2284.799 | 2284.799 | 2284.799 | 2263.999 | 2974.34 | 2974.34 | 2974.34 | 2974.34 | 3763.7922 | 3763.7922 | 4332.327 | 4390.1345 | 4390.1345 | 4390.1345 | 4390.1345 | 4390.1345 | 4390.1345 | 5104.8638
NSW1 | Hydro | 2525 | 2525 | 2525 | 2525 | 2525 | 2525 | 2525 | 2525 | 2525 | 2525 | 2525 | 2525 | 2525 | 2525 | 2525 | 2525 | 2525 | 2525 | 2525 | 2525 | 2525 | 2525 | 2525 | 2525 | 2525
NSW1 | Hydrogen Turbine | 0 | 0 | 0 | 0 | 0 | 0 | 0 | 0 | 0 | 0 | 0 | 0 | 0 | 0 | 0 | 0 | 0 | 0 | 0 | 0 | 0 | 0 | 0 | 0 | 0
NSW1 | Wind | 2819.86 | 3731.86 | 4435.66 | 6277.9995 | 7196.9995 | 7297.7995 | 7297.7995 | 7297.7995 | 7297.7995 | 7297.7995 | 7384.1348 | 8612.1299 | 8464.7626 | 8764.7626 | 9222.0786 | 10617.7294 | 12876.4045 | 12467.5956 | 12467.5953 | 12804.3965 | 12806.0981 | 13006.0981 | 12610.0981 | 12496.9081 | 12496.9078
NSW1 | Solar PV | 5529.393 | 7348.233 | 7380.633 | 13406.559 | 13406.559 | 13406.559 | 13406.559 | 13406.559 | 13406.559 | 13406.559 | 13406.559 | 13409.5772 | 13409.5772 | 13409.5772 | 13493.2145 | 13493.2145 | 13361.5638 | 15177.3573 | 15177.3573 | 15292.2371 | 17515.1983 | 17548.8609 | 17498.8609 | 16904.6609 | 15987.9229
NSW1 | Grid Battery | 2533.1 | 3846.12 | 3946.12 | 5256.6486 | 5256.6486 | 5456.6486 | 5456.6486 | 6024.62 | 6024.62 | 6024.62 | 5974.62 | 5974.62 | 5974.62 | 5974.62 | 5909.62 | 5909.62 | 5909.62 | 5859.62 | 5859.62 | 5832.02 | 5282.02 | 5182.02 | 5081.7 | 3971.1714 | 3971.1714
NSW1 | PHES | 240 | 240 | 240 | 3090 | 3090 | 3090 | 3090 | 3090 | 3090 | 3090 | 3090 | 3090 | 3090 | 3090 | 3090 | 3090 | 3090 | 3090 | 3090 | 3090 | 3090 | 3090 | 3090 | 3090 | 3090
NSW1 | VPP | 212.7 | 287.34 | 379.27 | 509.93 | 631.04 | 766.26 | 926.27 | 1103.12 | 1277.59 | 1478.99 | 1734.85 | 2020.5201 | 2347.58 | 2703.21 | 3090.03 | 3504.55 | 3958.09 | 4435.9299 | 4945.2001 | 5471.8899 | 6021.6599 | 6591.1802 | 7184.9099 | 7803.1799 | 8115.0002
Total |  | 25289.852 | 29408.352 | 26451.6436 | 35804.0889 | 36844.1989 | 37280.2189 | 37440.2289 | 37703.388 | 37877.8581 | 38079.258 | 38350.6533 | 40577.6778 | 40385.3284 | 41040.9583 | 41119.2831 | 43718.9062 | 46299.4705 | 48262.8298 | 48829.9072 | 49780.678 | 52005.1109 | 52708.2937 | 52755.7035 | 51556.0549 | 51665.8662
Region | Technology | 2026-27 | 2027-28 | 2028-29 | 2029-30 | 2030-31 | 2031-32 | 2032-33 | 2033-34 | 2034-35 | 2035-36 | 2036-37 | 2037-38 | 2038-39 | 2039-40 | 2040-41 | 2041-42 | 2042-43 | 2043-44 | 2044-45 | 2045-46 | 2046-47 | 2047-48 | 2048-49 | 2049-50 | 2050-51
QLD1 | Black Coal | 8126 | 8126 | 5766.3159 | 3351.8425 | 3351.8425 | 3269.5488 | 3269.5488 | 3269.5488 | 2400.3158 | 2292.9763 | 1974.3158 | 1524.3158 | 1524.3158 | 1524.3158 | 925.9865 | 181.9865 | 0 | 0 | 0 | 0 | 0 | 0 | 0 | 0 | 0
QLD1 | Brown Coal | 0 | 0 | 0 | 0 | 0 | 0 | 0 | 0 | 0 | 0 | 0 | 0 | 0 | 0 | 0 | 0 | 0 | 0 | 0 | 0 | 0 | 0 | 0 | 0 | 0
QLD1 | CCGT | 1597.9 | 1597.9 | 1597.9 | 1597.9 | 1597.9 | 1597.9 | 1597.9 | 1597.9 | 1597.9 | 1597.9 | 1212.9 | 1212.9 | 1212.9 | 1068.5 | 1068.5 | 1068.5 | 1068.5 | 1068.5 | 1068.5 | 424 | 180 | 180 | 180 | 180 | 0
QLD1 | Gas - Steam | 32 | 32 | 32 | 32 | 32 | 32 | 32 | 32 | 32 | 32 | 32 | 32 | 32 | 32 | 32 | 32 | 32 | 32 | 32 | 32 | 32 | 32 | 32 | 32 | 0
QLD1 | OCGT / Diesel | 1954.5 | 1954.5 | 2071.5 | 2471.5 | 2471.5 | 2471.5 | 2471.5 | 2048 | 1931 | 1931 | 1931 | 1931 | 1931 | 1931 | 1931 | 1931 | 1931 | 1931 | 2417.2216 | 2417.2216 | 3293.5565 | 3293.5565 | 4366.7412 | 3847.7412 | 3501.7412
QLD1 | Hydro | 152.4 | 152.4 | 152.4 | 152.4 | 152.4 | 152.4 | 152.4 | 152.4 | 152.4 | 152.4 | 152.4 | 152.4 | 152.4 | 152.4 | 152.4 | 152.4 | 152.4 | 152.4 | 152.4 | 152.4 | 152.4 | 152.4 | 152.4 | 152.4 | 152.4
QLD1 | Hydrogen Turbine | 0 | 0 | 0 | 0 | 0 | 0 | 0 | 0 | 0 | 0 | 0 | 0 | 0 | 0 | 0 | 0 | 0 | 0 | 0 | 0 | 0 | 0 | 0 | 0 | 0
QLD1 | Wind | 2624.408 | 2624.408 | 3130.618 | 5893.4819 | 5893.4819 | 5893.4819 | 6299.1254 | 6867.3194 | 7408.4375 | 7408.4375 | 8776.3301 | 9767.0802 | 9767.0802 | 9767.0802 | 10167.0802 | 12447.499 | 13137.4422 | 13279.2121 | 13637.0071 | 13637.0071 | 14764.017 | 14764.017 | 14614.217 | 14164.217 | 14164.217
QLD1 | Solar PV | 4751.765 | 5909.365 | 6478.165 | 7359.165 | 7359.165 | 7359.165 | 7359.165 | 7359.165 | 7359.165 | 7359.165 | 7455.609 | 11369.1336 | 11393.8902 | 11393.8902 | 13165.9748 | 13165.9748 | 14001.5043 | 15565.6602 | 15726.2529 | 15694.1489 | 19556.1221 | 19445.7221 | 20202.114 | 19903.2147 | 19704.6177
QLD1 | Grid Battery | 2416.86 | 3106.86 | 3506.86 | 5547.3328 | 5547.3328 | 5547.3328 | 5547.3328 | 5547.3328 | 5547.3328 | 5547.3328 | 5547.3328 | 5547.3328 | 5447.3328 | 5447.3328 | 5447.3328 | 6199.0433 | 6149.0433 | 6149.0433 | 5949.0433 | 5399.0433 | 6708.619 | 6408.619 | 7093.5769 | 4907.104 | 5021.6888
QLD1 | PHES | 820 | 820 | 820 | 820 | 820 | 820 | 820 | 820 | 820 | 2818 | 2818 | 2818 | 2818 | 2818 | 2818 | 2818 | 2818 | 2818 | 2818 | 2818 | 2818 | 2818 | 2818 | 2818 | 2818
QLD1 | VPP | 84.95 | 122.33 | 171.9 | 259.3 | 341.18 | 435.55 | 545.05 | 674.96 | 823.53 | 995.13 | 1191.7 | 1411.11 | 1663.39 | 1937.56 | 2226.8 | 2538.41 | 2879.8699 | 3246.15 | 3635.1001 | 4037.83 | 4453.3701 | 4891.0599 | 5348.5901 | 5818.1001 | 6060.6799
Total |  | 22560.783 | 24445.763 | 23727.6589 | 27484.9222 | 27566.8022 | 27578.8785 | 28094.022 | 28368.6261 | 28072.0811 | 30134.3415 | 31091.5878 | 35765.2724 | 35942.309 | 36072.079 | 37935.0743 | 40534.8136 | 42169.7598 | 44241.9656 | 45435.5251 | 44611.6509 | 51958.0847 | 51985.3745 | 54807.6392 | 51822.777 | 51423.3447
Region | Technology | 2026-27 | 2027-28 | 2028-29 | 2029-30 | 2030-31 | 2031-32 | 2032-33 | 2033-34 | 2034-35 | 2035-36 | 2036-37 | 2037-38 | 2038-39 | 2039-40 | 2040-41 | 2041-42 | 2042-43 | 2043-44 | 2044-45 | 2045-46 | 2046-47 | 2047-48 | 2048-49 | 2049-50 | 2050-51
VIC1 | Black Coal | 0 | 0 | 0 | 0 | 0 | 0 | 0 | 0 | 0 | 0 | 0 | 0 | 0 | 0 | 0 | 0 | 0 | 0 | 0 | 0 | 0 | 0 | 0 | 0 | 0
VIC1 | Brown Coal | 4835 | 4275 | 2825 | 580 | 308.6666 | 0 | 0 | 0 | 0 | 0 | 0 | 0 | 0 | 0 | 0 | 0 | 0 | 0 | 0 | 0 | 0 | 0 | 0 | 0 | 0
VIC1 | CCGT | 0 | 0 | 0 | 0 | 0 | 0 | 0 | 0 | 0 | 0 | 0 | 0 | 0 | 0 | 0 | 0 | 0 | 0 | 0 | 0 | 0 | 0 | 0 | 0 | 0
VIC1 | Gas - Steam | 500 | 500 | 500 | 500 | 500 | 500 | 500 | 500 | 500 | 500 | 500 | 500 | 500 | 0 | 0 | 0 | 0 | 0 | 0 | 0 | 0 | 0 | 0 | 0 | 0
VIC1 | OCGT / Diesel | 1900 | 1900 | 1900 | 1900 | 1900 | 1900 | 1900 | 1730 | 1730 | 1808.912 | 1808.912 | 1825.8344 | 1825.8344 | 1385.8344 | 1385.8344 | 3353.0237 | 3259.0237 | 3548.6924 | 3548.6924 | 3548.6924 | 3548.6924 | 2964.6924 | 2964.6924 | 2964.6924 | 3743.1848
VIC1 | Hydro | 2279.02 | 2279.02 | 2279.02 | 2279.02 | 2279.02 | 2279.02 | 2279.02 | 2279.02 | 2279.02 | 2279.02 | 2279.02 | 2279.02 | 2279.02 | 2279.02 | 2279.02 | 2279.02 | 2279.02 | 2279.02 | 2279.02 | 2279.02 | 2279.02 | 2279.02 | 2279.02 | 2279.02 | 2279.02
VIC1 | Hydrogen Turbine | 0 | 0 | 0 | 0 | 0 | 0 | 0 | 0 | 0 | 0 | 0 | 0 | 0 | 0 | 0 | 0 | 0 | 0 | 0 | 0 | 0 | 0 | 0 | 0 | 0
VIC1 | Wind | 5252.76 | 5416.26 | 5916.26 | 8660.5 | 8863.7599 | 9363.7599 | 10030.7599 | 10860.3304 | 13379.8173 | 13851.5878 | 14851.5878 | 15784.3878 | 16364.3876 | 17364.3876 | 17076.0876 | 17076.0876 | 17253.2424 | 17457.1878 | 17345.7365 | 16725.5473 | 18227.8966 | 18260.9564 | 18260.9564 | 17602.8565 | 17545.2565
VIC1 | Solar PV | 1359.95 | 3564.383 | 4156.923 | 4517.403 | 4517.403 | 4517.403 | 4517.403 | 4517.403 | 6235.5907 | 6235.5907 | 6235.5907 | 6235.5907 | 6235.5907 | 6235.5907 | 6235.5907 | 6235.5907 | 6235.5907 | 6235.5907 | 6125.1107 | 6094.0077 | 6094.0077 | 6094.0077 | 6004.5724 | 5607.1224 | 5514.5624
VIC1 | Grid Battery | 2049.8 | 3753.79 | 4827.54 | 8702.5386 | 8702.5386 | 8702.5386 | 8702.5386 | 8647.2086 | 9657.3101 | 9657.3101 | 9657.3101 | 9657.3101 | 9652.3101 | 9652.3101 | 9652.3101 | 9352.3101 | 9352.3101 | 9152.2401 | 8952.2401 | 8852.2401 | 8362.2401 | 8262.2401 | 8262.2401 | 4367.2415 | 3767.2415
VIC1 | PHES | 0 | 0 | 0 | 0 | 0 | 0 | 0 | 0 | 0 | 0 | 0 | 0 | 0 | 0 | 0 | 0 | 0 | 0 | 0 | 0 | 0 | 0 | 0 | 0 | 0
VIC1 | VPP | 114.06 | 160.28 | 216.5 | 316.69 | 408.63 | 514.71 | 637.19 | 779.41 | 931.3 | 1109.92 | 1323.13 | 1566.32 | 1838.15 | 2136.81 | 2453.29 | 2794.92 | 3172.3 | 3574.4799 | 4004.3799 | 4454.77 | 4925.0601 | 5419.1702 | 5938.1101 | 6482.0601 | 6787.1199
Total |  | 18290.59 | 21848.733 | 22621.243 | 27456.1516 | 27480.0182 | 27777.4316 | 28566.9115 | 29313.372 | 34713.0381 | 35442.3406 | 36655.5507 | 37848.463 | 38695.2929 | 39053.9528 | 39082.1329 | 41090.9521 | 41551.487 | 42247.2108 | 42255.1795 | 41954.2775 | 43436.9168 | 43280.0868 | 43709.5914 | 39302.9928 | 39636.385
Region | Technology | 2026-27 | 2027-28 | 2028-29 | 2029-30 | 2030-31 | 2031-32 | 2032-33 | 2033-34 | 2034-35 | 2035-36 | 2036-37 | 2037-38 | 2038-39 | 2039-40 | 2040-41 | 2041-42 | 2042-43 | 2043-44 | 2044-45 | 2045-46 | 2046-47 | 2047-48 | 2048-49 | 2049-50 | 2050-51
SA1 | Black Coal | 0 | 0 | 0 | 0 | 0 | 0 | 0 | 0 | 0 | 0 | 0 | 0 | 0 | 0 | 0 | 0 | 0 | 0 | 0 | 0 | 0 | 0 | 0 | 0 | 0
SA1 | Brown Coal | 0 | 0 | 0 | 0 | 0 | 0 | 0 | 0 | 0 | 0 | 0 | 0 | 0 | 0 | 0 | 0 | 0 | 0 | 0 | 0 | 0 | 0 | 0 | 0 | 0
SA1 | CCGT | 709 | 709 | 529 | 529 | 529 | 529 | 529 | 529 | 529 | 529 | 529 | 0 | 0 | 0 | 0 | 0 | 0 | 0 | 0 | 0 | 0 | 0 | 0 | 0 | 0
SA1 | Gas - Steam | 0 | 0 | 0 | 0 | 0 | 0 | 0 | 0 | 0 | 0 | 0 | 0 | 0 | 0 | 0 | 0 | 0 | 0 | 0 | 0 | 0 | 0 | 0 | 0 | 0
SA1 | OCGT / Diesel | 1460.66 | 1460.66 | 1324.16 | 1324.16 | 1078.16 | 1078.16 | 801.3 | 801.3 | 801.3 | 721.3 | 721.3 | 825.238 | 825.238 | 825.238 | 825.238 | 825.238 | 825.238 | 825.238 | 813.1005 | 813.1005 | 659.1005 | 659.1005 | 659.1005 | 659.1005 | 768.1386
SA1 | Hydro | 0 | 0 | 0 | 0 | 0 | 0 | 0 | 0 | 0 | 0 | 0 | 0 | 0 | 0 | 0 | 0 | 0 | 0 | 0 | 0 | 0 | 0 | 0 | 0 | 0
SA1 | Hydrogen Turbine | 0 | 0 | 0 | 0 | 0 | 0 | 0 | 0 | 0 | 0 | 0 | 0 | 0 | 0 | 0 | 0 | 0 | 0 | 0 | 0 | 0 | 0 | 0 | 0 | 0
SA1 | Wind | 2762.21 | 3052.01 | 3052.01 | 3402.2157 | 3336.2157 | 3245.4657 | 3245.4657 | 3113.7658 | 3113.7658 | 2845.8657 | 2882.5791 | 4177.0435 | 4230.6528 | 4043.5296 | 4029.9748 | 4158.6255 | 4191.867 | 3978.007 | 4469.0842 | 4256.6842 | 4650.9502 | 4650.9502 | 4466.7356 | 4263.2356 | 4263.2356
SA1 | Solar PV | 682.99 | 938.75 | 938.75 | 1498.7442 | 1498.7442 | 1492.6242 | 1492.6242 | 1492.6242 | 1492.6242 | 1492.6242 | 1492.6242 | 1548.1291 | 1548.1291 | 1548.1291 | 1548.1291 | 2076.6703 | 2076.6703 | 3521.4607 | 3251.4607 | 3233.0807 | 3233.0807 | 3153.8807 | 3153.8807 | 3045.8807 | 3045.8807
SA1 | Grid Battery | 1051.07 | 1674.07 | 1674.07 | 2121.07 | 2091.07 | 2091.07 | 2091.07 | 2091.07 | 2066.07 | 2066.07 | 2066.07 | 2066.07 | 2066.07 | 2066.07 | 2066.07 | 2158.227 | 2158.227 | 1900.227 | 1711.4675 | 1701.4675 | 1641.4675 | 1641.4675 | 1590.6675 | 1032.6675 | 1089.9829
SA1 | PHES | 0 | 0 | 0 | 0 | 0 | 0 | 0 | 0 | 0 | 0 | 0 | 0 | 0 | 0 | 0 | 0 | 0 | 0 | 0 | 0 | 0 | 0 | 0 | 0 | 0
SA1 | VPP | 143.04 | 178.88 | 219.43 | 233.21 | 272.42 | 317.36 | 368.02 | 424.38 | 483.53 | 550.83 | 627.77 | 714.05 | 810.29 | 910.19 | 1018.7 | 1133.87 | 1258.92 | 1391.3 | 1529.18 | 1671.14 | 1814.94 | 1962.86 | 2117.26 | 2274.03 | 2355.52
Total |  | 6808.97 | 8013.37 | 7737.42 | 9108.3999 | 8805.6099 | 8753.6799 | 8527.4799 | 8452.1399 | 8486.2899 | 8205.6899 | 8319.3433 | 9330.5305 | 9480.3799 | 9393.1567 | 9488.1119 | 10352.6308 | 10510.9223 | 11616.2328 | 11774.2929 | 11675.473 | 11999.5389 | 12068.259 | 11987.6443 | 11274.9144 | 11522.7579
Region | Technology | 2026-27 | 2027-28 | 2028-29 | 2029-30 | 2030-31 | 2031-32 | 2032-33 | 2033-34 | 2034-35 | 2035-36 | 2036-37 | 2037-38 | 2038-39 | 2039-40 | 2040-41 | 2041-42 | 2042-43 | 2043-44 | 2044-45 | 2045-46 | 2046-47 | 2047-48 | 2048-49 | 2049-50 | 2050-51
TAS1 | Black Coal | 0 | 0 | 0 | 0 | 0 | 0 | 0 | 0 | 0 | 0 | 0 | 0 | 0 | 0 | 0 | 0 | 0 | 0 | 0 | 0 | 0 | 0 | 0 | 0 | 0
TAS1 | Brown Coal | 0 | 0 | 0 | 0 | 0 | 0 | 0 | 0 | 0 | 0 | 0 | 0 | 0 | 0 | 0 | 0 | 0 | 0 | 0 | 0 | 0 | 0 | 0 | 0 | 0
TAS1 | CCGT | 208 | 208 | 208 | 208 | 208 | 208 | 208 | 208 | 208 | 208 | 208 | 208 | 208 | 208 | 208 | 208 | 208 | 208 | 208 | 208 | 208 | 208 | 208 | 208 | 0
TAS1 | Gas - Steam | 0 | 0 | 0 | 0 | 0 | 0 | 0 | 0 | 0 | 0 | 0 | 0 | 0 | 0 | 0 | 0 | 0 | 0 | 0 | 0 | 0 | 0 | 0 | 0 | 0
TAS1 | OCGT / Diesel | 178 | 178 | 178 | 178 | 178 | 178 | 178 | 178 | 178 | 178 | 178 | 178 | 178 | 178 | 58 | 58 | 58 | 58 | 58 | 58 | 58 | 58 | 58 | 58 | 0
TAS1 | Hydro | 2409 | 2409 | 2409 | 2409 | 2748.9 | 2748.9 | 2748.9 | 2748.9 | 2748.9 | 2748.9 | 2748.9 | 2748.9 | 2748.9 | 2748.9 | 2748.9 | 2748.9 | 2748.9 | 2748.9 | 2748.9 | 2748.9 | 2748.9 | 2748.9 | 2748.9 | 2748.9 | 2748.9
TAS1 | Hydrogen Turbine | 0 | 0 | 0 | 0 | 0 | 0 | 0 | 0 | 0 | 0 | 0 | 0 | 0 | 0 | 0 | 0 | 0 | 0 | 0 | 0 | 0 | 0 | 0 | 0 | 0
TAS1 | Wind | 563.35 | 1171.4407 | 1487.4249 | 1799.1866 | 1918.872 | 2038.5574 | 2158.2428 | 2277.9282 | 2397.6136 | 2517.299 | 2639.9021 | 2775.0466 | 2894.732 | 3015.9309 | 3015.9309 | 3015.9309 | 3015.9309 | 3015.9309 | 2871.9309 | 2871.9309 | 2871.9309 | 2871.9309 | 2871.9309 | 2871.9309 | 2564.1809
TAS1 | Solar PV | 0 | 0 | 360.8 | 360.8 | 360.8 | 360.8 | 360.8 | 360.8 | 360.8 | 360.8 | 360.8 | 360.8 | 360.8 | 360.8 | 360.8 | 360.8 | 360.8 | 360.8 | 360.8 | 360.8 | 360.8 | 360.8 | 360.8 | 360.8 | 360.8
TAS1 | Grid Battery | 0 | 0 | 0 | 0 | 0 | 0 | 0 | 0 | 0 | 0 | 0 | 0 | 0 | 0 | 0 | 0 | 0 | 0 | 0 | 0 | 0 | 0 | 0 | 0 | 0
TAS1 | PHES | 0 | 0 | 0 | 0 | 0 | 0 | 0 | 0 | 0 | 0 | 0 | 0 | 0 | 0 | 0 | 0 | 0 | 0 | 0 | 0 | 0 | 0 | 0 | 0 | 0
TAS1 | VPP | 5.97 | 9 | 12.69 | 20.26 | 25.73 | 31.8 | 39.13 | 47.25 | 56.33 | 67.3 | 81.19 | 96.51 | 114.63 | 133.55 | 154.5 | 177.22 | 202.39 | 229.35 | 258.38 | 288.77 | 320.5 | 353.92 | 388.98 | 425.67 | 445.09
Total |  | 3364.32 | 3975.4407 | 4655.9148 | 4975.2466 | 5440.302 | 5566.0574 | 5693.0728 | 5820.8782 | 5949.6436 | 6080.299 | 6216.7921 | 6367.2566 | 6505.062 | 6645.1809 | 6546.1309 | 6568.8509 | 6594.0208 | 6620.9809 | 6506.0108 | 6536.4009 | 6568.1309 | 6601.5508 | 6636.6108 | 6673.3009 | 6118.9708
Explicitly modelled pumping
Region | Technology | 2026-27 | 2027-28 | 2028-29 | 2029-30 | 2030-31 | 2031-32 | 2032-33 | 2033-34 | 2034-35 | 2035-36 | 2036-37 | 2037-38 | 2038-39 | 2039-40 | 2040-41 | 2041-42 | 2042-43 | 2043-44 | 2044-45 | 2045-46 | 2046-47 | 2047-48 | 2048-49 | 2049-50 | 2050-51
NEM | Grid Battery Pump | 8150.83 | 12480.84 | 14054.59 | 21727.59 | 21697.59 | 21897.59 | 21897.59 | 22410.2314 | 23395.3329 | 23395.3329 | 23345.3329 | 23345.3329 | 23240.3329 | 23240.3329 | 23175.3329 | 23719.2004 | 23669.2004 | 23161.1304 | 22472.3709 | 21784.7709 | 21994.3466 | 21494.3466 | 22028.1845 | 14278.1844 | 13850.0846
NEM | PHES Pump | 1560 | 1560 | 1560 | 4410 | 4410 | 4410 | 4410 | 4410 | 4410 | 6408 | 6408 | 6408 | 6408 | 6408 | 6408 | 6408 | 6408 | 6408 | 6408 | 6408 | 6408 | 6408 | 6408 | 6408 | 6408
NEM | VPP Pump | 560.72 | 757.83 | 999.79 | 1339.39 | 1679 | 2065.68 | 2515.66 | 3029.12 | 3572.2801 | 4202.17 | 4958.64 | 5808.51 | 6774.04 | 7821.3199 | 8943.3201 | 10148.97 | 11471.57 | 12877.2099 | 14372.24 | 15924.3999 | 17535.5301 | 19218.1903 | 20977.8501 | 22803.0401 | 23763.4101
Region | Technology | 2026-27 | 2027-28 | 2028-29 | 2029-30 | 2030-31 | 2031-32 | 2032-33 | 2033-34 | 2034-35 | 2035-36 | 2036-37 | 2037-38 | 2038-39 | 2039-40 | 2040-41 | 2041-42 | 2042-43 | 2043-44 | 2044-45 | 2045-46 | 2046-47 | 2047-48 | 2048-49 | 2049-50 | 2050-51
NSW1 | Grid Battery Pump | 2533.1 | 3846.12 | 3946.12 | 5256.6486 | 5256.6486 | 5456.6486 | 5456.6486 | 6024.62 | 6024.62 | 6024.62 | 5974.62 | 5974.62 | 5974.62 | 5974.62 | 5909.62 | 5909.62 | 5909.62 | 5859.62 | 5859.62 | 5832.02 | 5282.02 | 5182.02 | 5081.7 | 3971.1714 | 3971.1714
NSW1 | PHES Pump | 840 | 840 | 840 | 3690 | 3690 | 3690 | 3690 | 3690 | 3690 | 3690 | 3690 | 3690 | 3690 | 3690 | 3690 | 3690 | 3690 | 3690 | 3690 | 3690 | 3690 | 3690 | 3690 | 3690 | 3690
NSW1 | VPP Pump | 212.7 | 287.34 | 379.27 | 509.93 | 631.04 | 766.26 | 926.27 | 1103.12 | 1277.59 | 1478.99 | 1734.85 | 2020.5201 | 2347.58 | 2703.21 | 3090.03 | 3504.55 | 3958.09 | 4435.9299 | 4945.2001 | 5471.8899 | 6021.6599 | 6591.1802 | 7184.9099 | 7803.1799 | 8115.0002
Region | Technology | 2026-27 | 2027-28 | 2028-29 | 2029-30 | 2030-31 | 2031-32 | 2032-33 | 2033-34 | 2034-35 | 2035-36 | 2036-37 | 2037-38 | 2038-39 | 2039-40 | 2040-41 | 2041-42 | 2042-43 | 2043-44 | 2044-45 | 2045-46 | 2046-47 | 2047-48 | 2048-49 | 2049-50 | 2050-51
QLD1 | Grid Battery Pump | 2416.86 | 3106.86 | 3506.86 | 5547.3328 | 5547.3328 | 5547.3328 | 5547.3328 | 5547.3328 | 5547.3328 | 5547.3328 | 5547.3328 | 5547.3328 | 5447.3328 | 5447.3328 | 5447.3328 | 6199.0433 | 6149.0433 | 6149.0433 | 5949.0433 | 5399.0433 | 6708.619 | 6408.619 | 7093.5769 | 4907.104 | 5021.6888
QLD1 | PHES Pump | 720 | 720 | 720 | 720 | 720 | 720 | 720 | 720 | 720 | 2718 | 2718 | 2718 | 2718 | 2718 | 2718 | 2718 | 2718 | 2718 | 2718 | 2718 | 2718 | 2718 | 2718 | 2718 | 2718
QLD1 | VPP Pump | 84.95 | 122.33 | 171.9 | 259.3 | 341.18 | 435.55 | 545.05 | 674.96 | 823.53 | 995.13 | 1191.7 | 1411.11 | 1663.39 | 1937.56 | 2226.8 | 2538.41 | 2879.8699 | 3246.15 | 3635.1001 | 4037.83 | 4453.3701 | 4891.0599 | 5348.5901 | 5818.1001 | 6060.6799
Region | Technology | 2026-27 | 2027-28 | 2028-29 | 2029-30 | 2030-31 | 2031-32 | 2032-33 | 2033-34 | 2034-35 | 2035-36 | 2036-37 | 2037-38 | 2038-39 | 2039-40 | 2040-41 | 2041-42 | 2042-43 | 2043-44 | 2044-45 | 2045-46 | 2046-47 | 2047-48 | 2048-49 | 2049-50 | 2050-51
VIC1 | Grid Battery Pump | 2049.8 | 3753.79 | 4827.54 | 8702.5386 | 8702.5386 | 8702.5386 | 8702.5386 | 8647.2086 | 9657.3101 | 9657.3101 | 9657.3101 | 9657.3101 | 9652.3101 | 9652.3101 | 9652.3101 | 9352.3101 | 9352.3101 | 9152.2401 | 8952.2401 | 8852.2401 | 8362.2401 | 8262.2401 | 8262.2401 | 4367.2415 | 3767.2415
VIC1 | PHES Pump | 0 | 0 | 0 | 0 | 0 | 0 | 0 | 0 | 0 | 0 | 0 | 0 | 0 | 0 | 0 | 0 | 0 | 0 | 0 | 0 | 0 | 0 | 0 | 0 | 0
VIC1 | VPP Pump | 114.06 | 160.28 | 216.5 | 316.69 | 408.63 | 514.71 | 637.19 | 779.41 | 931.3 | 1109.92 | 1323.13 | 1566.32 | 1838.15 | 2136.81 | 2453.29 | 2794.92 | 3172.3 | 3574.4799 | 4004.3799 | 4454.77 | 4925.0601 | 5419.1702 | 5938.1101 | 6482.0601 | 6787.1199
Region | Technology | 2026-27 | 2027-28 | 2028-29 | 2029-30 | 2030-31 | 2031-32 | 2032-33 | 2033-34 | 2034-35 | 2035-36 | 2036-37 | 2037-38 | 2038-39 | 2039-40 | 2040-41 | 2041-42 | 2042-43 | 2043-44 | 2044-45 | 2045-46 | 2046-47 | 2047-48 | 2048-49 | 2049-50 | 2050-51
SA1 | Grid Battery Pump | 1151.07 | 1774.07 | 1774.07 | 2221.07 | 2191.07 | 2191.07 | 2191.07 | 2191.07 | 2166.07 | 2166.07 | 2166.07 | 2166.07 | 2166.07 | 2166.07 | 2166.07 | 2258.227 | 2258.227 | 2000.227 | 1711.4675 | 1701.4675 | 1641.4675 | 1641.4675 | 1590.6675 | 1032.6675 | 1089.9829
SA1 | PHES Pump | 0 | 0 | 0 | 0 | 0 | 0 | 0 | 0 | 0 | 0 | 0 | 0 | 0 | 0 | 0 | 0 | 0 | 0 | 0 | 0 | 0 | 0 | 0 | 0 | 0
SA1 | VPP Pump | 143.04 | 178.88 | 219.43 | 233.21 | 272.42 | 317.36 | 368.02 | 424.38 | 483.53 | 550.83 | 627.77 | 714.05 | 810.29 | 910.19 | 1018.7 | 1133.87 | 1258.92 | 1391.3 | 1529.18 | 1671.14 | 1814.94 | 1962.86 | 2117.26 | 2274.03 | 2355.52
Region | Technology | 2026-27 | 2027-28 | 2028-29 | 2029-30 | 2030-31 | 2031-32 | 2032-33 | 2033-34 | 2034-35 | 2035-36 | 2036-37 | 2037-38 | 2038-39 | 2039-40 | 2040-41 | 2041-42 | 2042-43 | 2043-44 | 2044-45 | 2045-46 | 2046-47 | 2047-48 | 2048-49 | 2049-50 | 2050-51
TAS1 | Grid Battery Pump | 0 | 0 | 0 | 0 | 0 | 0 | 0 | 0 | 0 | 0 | 0 | 0 | 0 | 0 | 0 | 0 | 0 | 0 | 0 | 0 | 0 | 0 | 0 | 0 | 0
TAS1 | PHES Pump | 0 | 0 | 0 | 0 | 0 | 0 | 0 | 0 | 0 | 0 | 0 | 0 | 0 | 0 | 0 | 0 | 0 | 0 | 0 | 0 | 0 | 0 | 0 | 0 | 0
TAS1 | VPP Pump | 5.97 | 9 | 12.69 | 20.26 | 25.73 | 31.8 | 39.13 | 47.25 | 56.33 | 67.3 | 81.19 | 96.51 | 114.63 | 133.55 | 154.5 | 177.22 | 202.39 | 229.35 | 258.38 | 288.77 | 320.5 | 353.92 | 388.98 | 425.67 | 445.09

## ML2_REZ Generation
Annual sent-out generation by REZ (GWh) - ML2, Step Change Scenario
The REZ generation includes generation from the existing, committed and anticipated renewables mapped to the relevant REZs. Does not include generation from renewables not in a REZ.
Non-scheduled generation including Distributed PV is not shown.
Region | REZ | REZ Name | Technology | 2026-27 | 2027-28 | 2028-29 | 2029-30 | 2030-31 | 2031-32 | 2032-33 | 2033-34 | 2034-35 | 2035-36 | 2036-37 | 2037-38 | 2038-39 | 2039-40 | 2040-41 | 2041-42 | 2042-43 | 2043-44 | 2044-45 | 2045-46 | 2046-47 | 2047-48 | 2048-49 | 2049-50 | 2050-51
QLD | Q1 | Far North QLD | Solar | 0 | 1.6578e-07 | 3.2854e-07 | 4.2487e-07 | 4.0818e-07 | 4.2586e-07 | 4.4052e-07 | 4.0789e-07 | 3.8613e-07 | 3.9959e-07 | 3.9097e-07 | 3.7379e-07 | 4.0106e-07 | 4.0027e-07 | 3.9239e-07 | 3.9847e-07 | 3.8201e-07 | 3.6054e-07 | 3.5904e-07 | 3.5293e-07 | 3.4114e-07 | 3.6893e-07 | 3.7848e-07 | 3.7443e-07 | 3.862e-07
QLD | Q2 | North Qld Clean Energy Hub | Solar | 221.4353 | 184.3667 | 183.1841 | 224.174 | 220.7283 | 225.5924 | 228.1115 | 222.4522 | 228.351 | 242.6893 | 244.1757 | 92.1228 | 94.9337 | 96.6267 | 99.7408 | 100.6403 | 98.6764 | 97.2394 | 101.2098 | 103.6429 | 50.5005 | 52.3563 | 3.8335e-07 | 3.9346e-07 | 3.8645e-07
QLD | Q3 | Northern Qld | Solar | 1176.8138 | 1549.3476 | 1832.4026 | 2319.4142 | 2371.3221 | 2364.8197 | 2445.0036 | 2354.5529 | 2307.5557 | 2416.6721 | 2339.1966 | 3558.9753 | 3751.4477 | 3746.8183 | 3683.6283 | 3910.3471 | 3998.3305 | 3417.9666 | 3432.3188 | 3336.8123 | 4654.3139 | 4436.6443 | 4727.2778 | 4695.6968 | 5004.066
QLD | Q4 | Isaac | Solar | 1629.3411 | 1426.2321 | 1346.4986 | 1678.9036 | 1681.3629 | 1725.5699 | 1756.0676 | 1693.8116 | 1665.0426 | 1812.0598 | 1780.3169 | 1534.5075 | 1711.2571 | 1746.9446 | 1781.5923 | 1834.6515 | 1768.5018 | 1704.7824 | 1697.3871 | 1669.1099 | 1438.2747 | 1606.8619 | 433.5525 | 59.4992 | 1.1983e-05
QLD | Q5 | Barcaldine | Solar | 32.8429 | 30.2575 | 29.6065 | 37.261 | 36.7464 | 37.5984 | 37.4039 | 36.4057 | 37.2031 | 41.3329 | 42.1864 | 37.7363 | 38.8174 | 39.6372 | 40.8804 | 41.4586 | 40.4444 | 2.8611e-05 | 3.1542e-05 | 3.239e-05 | 2.9429e-05 | 3.0152e-05 | 20.1317 | 20.8287 | 22.8919
QLD | Q6 | Fitzroy | Solar | 221.0761 | 196.7094 | 171.739 | 1190.4168 | 1028.9881 | 1134.2105 | 1029.4534 | 1020.1039 | 1149.9054 | 1364.1195 | 1400.4172 | 4779.9525 | 4723.7758 | 4231.9631 | 4467.7706 | 4574.1032 | 4782.3387 | 5714.627 | 5512.9889 | 5612.2262 | 5834.5269 | 5741.5838 | 5112.4451 | 5598.3539 | 6221.8201
QLD | Q7 | Wide Bay | Solar | 931.6948 | 1045.6299 | 1150.356 | 1900.9427 | 1841.5986 | 1954.5545 | 1881.6052 | 1895.224 | 1961.8436 | 2087.8204 | 2099.6637 | 1810.1671 | 1945.2404 | 1941.5522 | 2056.5986 | 2035.5456 | 2055.8938 | 2028.2368 | 2048.2811 | 2049.6695 | 1777.4304 | 1928.8782 | 1942.9903 | 1797.9809 | 1803.8332
QLD | Q8 | Darling Downs | Solar | 2873.6592 | 3972.5665 | 3670.6782 | 4317.9979 | 4437.4136 | 4737.396 | 4552.1588 | 4417.1704 | 4416.539 | 4705.5921 | 4822.3107 | 6265.5311 | 6363.7937 | 6320.6495 | 9378.4399 | 9360.7029 | 10328.9562 | 12053.364 | 12225.5129 | 12393.4368 | 11798.5007 | 11177.1959 | 10285.3236 | 10948.7703 | 11810.5375
QLD | Q9 | Banana | Solar | 0 | 1.5385e-07 | 2.2593e-07 | 1.223e-06 | 1.1041e-06 | 1.167e-06 | 1.1043e-06 | 1.0871e-06 | 1.0916e-06 | 1.9129e-06 | 2.4143e-06 | 5.1517e-06 | 5.3247e-06 | 5.0359e-06 | 1.2529e-05 | 1.1751e-05 | 2.1336e-05 | 0.00013967 | 0.00013392 | 0.0001362 | 5644.4116 | 5282.934 | 6013.028 | 6595.8047 | 7279.435
NSW | N1 | North West NSW | Solar | 437.7402 | 346.7381 | 320.8282 | 397.604 | 417.7724 | 423.4686 | 413.5249 | 417.9168 | 400.4357 | 451.0496 | 452.2321 | 389.7824 | 404.0537 | 426.0714 | 476.334 | 465.9662 | 496.0785 | 489.0075 | 530.8216 | 531.7421 | 331.9962 | 415.739 | 438.4319 | 444.8265 | 453.1932
NSW | N2 | New England | Solar | 1175.7832 | 1082.644 | 949.2157 | 8328.1241 | 8129.7509 | 8010.5603 | 9009.4404 | 9641.8344 | 9636.6144 | 11277.5487 | 11178.6134 | 9765.1211 | 9435.1789 | 9626.1915 | 10256.7719 | 9700.2383 | 10204.9235 | 9995.2739 | 11083.1455 | 11039.9764 | 9422.769 | 9035.0863 | 9248.5497 | 9380.8533 | 10253.6805
NSW | N3 | Central-West Orana | Solar | 2039.1975 | 2609.3283 | 3218.0607 | 3635.4655 | 3841.479 | 3900.6741 | 3873.9699 | 3770.7696 | 3685.9687 | 3984.4769 | 3978.5634 | 3579.3499 | 3649.2479 | 3873.891 | 4044.6685 | 4020.234 | 3672.4908 | 6647.4064 | 7112.2913 | 7383.5513 | 6931.8715 | 6684.9697 | 6852.3782 | 6262.6517 | 6683.5171
NSW | N4 | Broken Hill | Solar | 95.4336 | 100.329 | 99.8854 | 121.844 | 120.1001 | 120.468 | 120.9143 | 117.234 | 118.8034 | 129.5277 | 131.0394 | 127.1224 | 129.7627 | 128.4861 | 130.9947 | 131.9017 | 127.6889 | 270.295 | 279.3002 | 293.462 | 263.3675 | 249.7201 | 232.7426 | 233.6481 | 271.7486
NSW | N5 | South West NSW | Solar | 2560.5918 | 3258.3198 | 3210.7447 | 3675.3877 | 3710.4562 | 3664.974 | 3789.4933 | 3661.2154 | 3496.9712 | 3811.1238 | 3804.943 | 3581.2938 | 3692.0238 | 3749.2299 | 3730.3234 | 3855.2338 | 3718.4666 | 3210.8514 | 3448.9731 | 3443.1965 | 3018.3885 | 3113.0558 | 3185.9172 | 2193.9914 | 1602.3639
NSW | N6 | Wagga Wagga | Solar | 1357.7355 | 1327.6117 | 1233.9438 | 1467.9991 | 1523.0195 | 1468.7358 | 1538.3837 | 1520.7553 | 1462.3488 | 1567.4324 | 1579.6868 | 1394.5452 | 1475.5736 | 1534.035 | 1494.1115 | 1563.9747 | 1540.9517 | 1492.4167 | 1573.7567 | 1583.1158 | 4601.7733 | 4490.6279 | 4394.4263 | 4184.2293 | 4445.4352
NSW | N7 | Tumut | Solar | 0 | 0 | 0 | 0 | 0 | 0 | 0 | 0 | 0 | 0 | 0 | 0 | 0 | 0 | 0 | 0 | 0 | 0 | 0 | 0 | 0 | 0 | 0 | 0 | 0
NSW | N8 | Cooma-Monaro | Solar | 0 | 0 | 0 | 0 | 0 | 0 | 0 | 0 | 0 | 0 | 0 | 0 | 0 | 0 | 0 | 0 | 0 | 0 | 0 | 0 | 0 | 0 | 0 | 0 | 0
NSW | N9 | Hunter-Central Coast | Solar | 0 | 0 | 0 | 0 | 0 | 0 | 0 | 0 | 0 | 0 | 0 | 0 | 0 | 0 | 0 | 0 | 0 | 0 | 0 | 0 | 0 | 0 | 0 | 0 | 0
VIC | V1 | North West VIC | Solar | 1187.6304 | 1141.9808 | 1138.8658 | 1973.6092 | 2097.6691 | 2080.4631 | 2165.4927 | 2110.4867 | 4330.5484 | 4667.7298 | 4810.0344 | 4568.9338 | 4568.5261 | 4307.8202 | 4378.0642 | 4497.6384 | 4417.4549 | 4417.0783 | 4730.9596 | 4840.4779 | 4426.1078 | 4387.984 | 4065.7155 | 3199.1546 | 3075.5642
VIC | V2 | Central Highlands VIC | Solar | 0 | 199.7342 | 195.2412 | 237.0849 | 238.7144 | 231.3535 | 245.5376 | 244.1811 | 239.9524 | 255.3081 | 253.493 | 234.9891 | 242.8142 | 242.3043 | 238.0382 | 251.9494 | 252.9957 | 246.9816 | 258.0492 | 256.2954 | 235.2494 | 243.7449 | 247.3686 | 241.9164 | 254.0051
VIC | V3 | Wimmera Grampians | Solar | 0 | 0 | 0 | 0 | 0 | 0 | 0 | 0 | 0 | 0 | 0 | 0 | 0 | 0 | 0 | 0 | 0 | 0 | 0 | 0 | 0 | 0 | 0 | 0 | 0
VIC | V4 | Wimmera Southern Mallee | Solar | 0 | 0 | 0 | 0 | 0 | 0 | 0 | 0 | 0 | 0 | 0 | 0 | 0 | 0 | 0 | 0 | 0 | 0 | 0 | 0 | 0 | 0 | 0 | 0 | 0
VIC | V5 | South West VIC | Solar | 667.8973 | 1794.4482 | 1628.8319 | 1834.382 | 1755.0435 | 1964.8832 | 1700.623 | 1752.3864 | 1802.5829 | 1907.9537 | 1937.8148 | 1723.2635 | 1857.462 | 1775.2982 | 1986.7993 | 1718.7614 | 1765.569 | 1834.3334 | 1912.4513 | 1944.965 | 1729.6761 | 1870.8844 | 1782.838 | 2000.397 | 1728.2213
VIC | V6 | Gippsland Onshore | Solar | 0 | 0 | 0 | 0 | 0 | 0 | 0 | 0 | 0 | 0 | 0 | 0 | 0 | 0 | 0 | 0 | 0 | 0 | 0 | 0 | 0 | 0 | 0 | 0 | 0
VIC | V7 | Central North VIC | Solar | 919.9309 | 1722.3759 | 1777.2336 | 2090.8878 | 2108.9683 | 2033.1784 | 2185.1702 | 2157.5163 | 2034.5326 | 2158.0701 | 2189.5676 | 2079.0039 | 2143.0477 | 2137.3671 | 2092.5741 | 2221.9195 | 2208.5296 | 2094.9285 | 2027.8925 | 2037.2978 | 1943.0573 | 2006.4545 | 2019.3433 | 1973.632 | 2085.264
SA | S1 | South East SA | Solar | 281.9614 | 277.7011 | 262.1334 | 328.5813 | 324.322 | 318.8045 | 328.0347 | 329.3406 | 315.5923 | 333.1975 | 347.5033 | 313.1265 | 337.1085 | 333.79 | 332.4261 | 279.1002 | 279.8124 | 266.4027 | 277.5611 | 287.1842 | 259.7869 | 280.3377 | 278.8052 | 35.2361 | 36.49
SA | S2 | Riverland | Solar | 43.8521 | 42.9761 | 37.1215 | 47.9682 | 49.7453 | 35.495 | 36.3296 | 38.0392 | 38.9225 | 39.4122 | 41.96 | 34.2887 | 37.4157 | 39.2561 | 37.8647 | 14.7597 | 15.6818 | 15.8601 | 15.9262 | 1.5384e-05 | 1.4892e-05 | 1.494e-05 | 1.5201e-05 | 1.5496e-05 | 1.5657e-05
SA | S3 | Mid-North SA | Solar | 0 | 1.9825e-07 | 3.3882e-07 | 7.1148e-06 | 6.8736e-06 | 6.6436e-06 | 6.7343e-06 | 6.4915e-06 | 6.1377e-06 | 6.2493e-06 | 6.4602e-06 | 2.369e-05 | 2.3754e-05 | 2.327e-05 | 2.3383e-05 | 2.3539e-05 | 2.3557e-05 | 1337.686 | 1405.528 | 1551.5498 | 1457.5104 | 1384.6095 | 1307.741 | 1419.9032 | 1404.3438
SA | S4 | Yorke Peninsula | Solar | 0 | 0 | 0 | 0 | 0 | 0 | 0 | 0 | 0 | 0 | 0 | 0 | 0 | 0 | 0 | 0 | 0 | 0 | 0 | 0 | 0 | 0 | 0 | 0 | 0
SA | S5 | Northern SA | Solar | 820.0922 | 721.4084 | 708.1648 | 826.3771 | 817.2036 | 829.278 | 831.566 | 803.9522 | 800.8391 | 830.8579 | 860.9342 | 813.1977 | 843.8385 | 833.618 | 852.7189 | 1633.0282 | 1617.8933 | 1979.8556 | 1374.204 | 1480.949 | 1440.6531 | 1144.5677 | 1106.4017 | 1171.0217 | 1186.4196
SA | S6 | Leigh Creek | Solar | 0 | 0 | 0 | 0 | 0 | 0 | 0 | 0 | 0 | 0 | 0 | 0 | 0 | 0 | 0 | 0 | 0 | 0 | 0 | 0 | 0 | 0 | 0 | 0 | 0
SA | S7 | Roxby Downs | Solar | 0 | 2.215e-07 | 4.5221e-07 | 882.9799 | 818.9442 | 843.4648 | 789.0403 | 778.995 | 862.3461 | 876.5079 | 943.9725 | 1014.7584 | 949.4302 | 925.774 | 987.6173 | 897.8191 | 907.5391 | 996.519 | 1023.3555 | 1110.5928 | 1080.5917 | 989.9532 | 946.6303 | 1024.2913 | 998.8356
SA | S8 | Eastern Eyre Peninsula | Solar | 0 | 1.7478e-07 | 2.6552e-07 | 2.1698e-06 | 2.1327e-06 | 2.0489e-06 | 2.1011e-06 | 1.9882e-06 | 1.9916e-06 | 1.9227e-06 | 1.9996e-06 | 3.1089e-06 | 3.1782e-06 | 3.2179e-06 | 3.2919e-06 | 4.1588e-06 | 4.1065e-06 | 5.9133e-06 | 5.4707e-06 | 5.7221e-06 | 5.3099e-06 | 5.4323e-06 | 5.6781e-06 | 5.6457e-06 | 5.7972e-06
SA | S9 | Western Eyre Peninsula | Solar | 0 | 1.6404e-07 | 2.8493e-07 | 1.317e-06 | 1.2554e-06 | 1.2026e-06 | 1.2264e-06 | 1.177e-06 | 1.1694e-06 | 1.1508e-06 | 1.1866e-06 | 1.9405e-06 | 1.9329e-06 | 2.1451e-06 | 2.3704e-06 | 3.4145e-06 | 3.741e-06 | 4.6734e-06 | 4.2611e-06 | 4.4038e-06 | 4.3056e-06 | 4.2509e-06 | 4.5685e-06 | 4.524e-06 | 4.6287e-06
TAS | T1 | North East Tasmania | Solar | 0 | 1.628e-07 | 1.8428e-07 | 3.2637e-07 | 3.9507e-07 | 5.2713e-07 | 5.7591e-07 | 5.5487e-07 | 5.3478e-07 | 5.9241e-07 | 5.9605e-07 | 7.4738e-07 | 7.5015e-07 | 8.8826e-07 | 9.3495e-07 | 1.0759e-06 | 1.0844e-06 | 1.0587e-06 | 1.2068e-06 | 1.1861e-06 | 1.3562e-06 | 1.3326e-06 | 1.7651e-06 | 1.6992e-06 | 1.7475e-06
TAS | T2 | North West Tasmania | Solar | 0 | 2.7653e-07 | 5.4784e-07 | 1.3512e-06 | 1.4189e-06 | 1.299e-06 | 1.371e-06 | 1.3381e-06 | 1.2586e-06 | 1.8932e-06 | 1.8741e-06 | 2.4391e-06 | 2.4553e-06 | 4.8019e-06 | 4.5824e-06 | 4.7094e-06 | 4.779e-06 | 4.5904e-06 | 4.5093e-06 | 4.4426e-06 | 4.5635e-06 | 4.4982e-06 | 4.6243e-06 | 4.3826e-06 | 4.5634e-06
TAS | T3 | Central Highlands | Solar | 0 | 739.8824 | 831.6575 | 875.2923 | 893.7874 | 878.053 | 919.1344 | 906.3722 | 895.6728 | 922.5167 | 918.3176 | 884.1928 | 883.4463 | 897.5327 | 880.3275 | 918.2162 | 908.5353 | 890.73 | 924.9802 | 918.5512 | 878.7195 | 878.1067 | 895.5357 | 879.163 | 911.9391
Region | REZ | REZ Name | Technology | 2026-27 | 2027-28 | 2028-29 | 2029-30 | 2030-31 | 2031-32 | 2032-33 | 2033-34 | 2034-35 | 2035-36 | 2036-37 | 2037-38 | 2038-39 | 2039-40 | 2040-41 | 2041-42 | 2042-43 | 2043-44 | 2044-45 | 2045-46 | 2046-47 | 2047-48 | 2048-49 | 2049-50 | 2050-51
QLD | Q1 | Far North QLD | Wind | 864.5725 | 853.89 | 771.3118 | 2368.1369 | 2469.2844 | 2778.3157 | 2921.7523 | 2321.1049 | 2509.0684 | 2772.9308 | 2806.4936 | 2394.1312 | 2478.9386 | 2565.4323 | 2671.4768 | 2853.5929 | 2305.7768 | 1944.7842 | 1995.6548 | 1987.3339 | 1780.1177 | 1859.3761 | 1520.9542 | 1579.7178 | 1729.3438
QLD | Q2 | North Qld Clean Energy Hub | Wind | 134.8185 | 130.3018 | 120.4267 | 124.8522 | 134.173 | 133.8311 | 135.2753 | 122.9844 | 127.3403 | 138.6074 | 142.8626 | 128.0761 | 126.3622 | 137.1447 | 136.4049 | 139.0694 | 127.2452 | 129.0453 | 138.812 | 143.4759 | 128.325 | 126.9199 | 138.3782 | 137.1036 | 139.7765
QLD | Q3 | Northern Qld | Wind | 0 | 0 | 0 | 0 | 0 | 0 | 0 | 0 | 0 | 0 | 0 | 0 | 0 | 0 | 0 | 0 | 0 | 0 | 0 | 0 | 0 | 0 | 0 | 0 | 0
QLD | Q4 | Isaac | Wind | 0 | 600.6713 | 781.7272 | 853.3997 | 855.953 | 908.3796 | 840.8276 | 809.2312 | 871.1602 | 852.8791 | 967.0041 | 828.7979 | 862.5296 | 873.7443 | 1969.4537 | 1835.2689 | 1784.5253 | 1837.6639 | 1734.5803 | 1994.0876 | 1707.5723 | 1737.2692 | 1805.77 | 1912.2847 | 1802.6297
QLD | Q5 | Barcaldine | Wind | 0 | 9.0423e-07 | 1.1473e-06 | 276.7003 | 285.5635 | 292.3427 | 1654.9469 | 3162.3572 | 5042.1826 | 5468.0866 | 5791.557 | 5356.483 | 5004.0674 | 5133.6947 | 4817.6814 | 5174.8266 | 5194.752 | 5444.1108 | 5511.1626 | 5626.2993 | 5033.6618 | 4709.0849 | 4939.6167 | 4812.3521 | 5258.0674
QLD | Q6 | Fitzroy | Wind | 0 | 516.6408 | 632.5047 | 1603.0563 | 1591.1695 | 1621.3856 | 1699.8947 | 1584.2412 | 1729.7799 | 1698.7752 | 3675.1943 | 3170.039 | 3168.1894 | 3102.7371 | 2935.9018 | 3339.4884 | 3904.581 | 4517.1955 | 5814.0385 | 6516.111 | 7894.5981 | 7828.4952 | 7442.742 | 7287.8988 | 8024.7357
QLD | Q7 | Wide Bay | Wind | 0 | 3.5082e-07 | 5.0198e-07 | 1.4182e-06 | 1.2909e-06 | 1.1415e-06 | 1.2466e-06 | 1.7258e-06 | 1.8018e-06 | 1.8066e-06 | 2.3672e-06 | 7.0041e-06 | 6.9131e-06 | 6.4458e-06 | 6.0227e-06 | 6.2147e-06 | 7.828e-06 | 7.4888e-06 | 7.1024e-06 | 7.7409e-06 | 295.2827 | 298.3229 | 283.74 | 265.432 | 294.02
QLD | Q8 | Darling Downs | Wind | 4559.0643 | 4816.8564 | 4489.1489 | 8515.4796 | 8831.6101 | 8503.5666 | 8963.9866 | 8671.3588 | 8940.6247 | 9248.9972 | 12520.3937 | 12754.1339 | 12513.2968 | 12958.4348 | 12308.0393 | 18829.0695 | 18888.4032 | 19017.1049 | 17649.8786 | 18733.4855 | 16182.2372 | 15860.0753 | 16700.4396 | 16370.3219 | 17655.6882
QLD | Q9 | Banana | Wind | 0 | 4.2347e-07 | 4.857e-07 | 1.4485e-06 | 1.4071e-06 | 1.3594e-06 | 1.5061e-06 | 1.9745e-06 | 2.1321e-06 | 1.9521e-06 | 3.2001e-06 | 7.6299e-06 | 7.1034e-06 | 7.0159e-06 | 1.32e-05 | 1.4407e-05 | 1.452e-05 | 1.4239e-05 | 1.2468e-05 | 1.464e-05 | 2.7387e-05 | 2.515e-05 | 2.8097e-05 | 5.36e-05 | 5.62e-05
NSW | N1 | North West NSW | Wind | 0 | 0 | 0 | 0 | 0 | 0 | 0 | 0 | 0 | 0 | 0 | 0 | 0 | 0 | 0 | 0 | 0 | 0 | 0 | 0 | 0 | 0 | 0 | 0 | 0
NSW | N2 | New England | Wind | 1154.993 | 1936.6222 | 1890.5292 | 5856.5398 | 6043.6008 | 5718.5493 | 6630.2189 | 6643.0332 | 6517.5741 | 6769.8067 | 7094.9633 | 7313.047 | 6125.8304 | 6355.5837 | 6036.6286 | 6309.8391 | 6339.1803 | 5261.7964 | 5237.9712 | 5480.5012 | 5792.7128 | 5069.2789 | 5282.5028 | 5040.5965 | 5389.0459
NSW | N3 | Central-West Orana | Wind | 339.6007 | 2190.8509 | 2602.5088 | 4217.8195 | 5682.4752 | 5585.2561 | 5624.6611 | 5528.6291 | 5358.2606 | 5880.0006 | 5776.7806 | 8259.9478 | 7772.7663 | 8681.9205 | 8570.3517 | 13189.67 | 14050.4426 | 13200.6626 | 14324.4945 | 14224.7964 | 14469.9815 | 13346.4766 | 13453.6802 | 13124.7303 | 13870.5139
NSW | N4 | Broken Hill | Wind | 682.4985 | 637.1357 | 603.9391 | 792.3338 | 801.6621 | 803.46 | 770.1842 | 745.4744 | 768.6658 | 834.3017 | 935.5043 | 940.0424 | 972.7885 | 979.4736 | 980.494 | 944.2773 | 923.0293 | 765.0013 | 835.4047 | 853.0049 | 809.1485 | 820.8347 | 811.2478 | 823.0854 | 805.2658
NSW | N5 | South West NSW | Wind | 0 | 6.3558e-07 | 7.881e-07 | 3.0056e-06 | 63.4976 | 328.7987 | 315.8294 | 322.769 | 318.6147 | 353.6264 | 360.0179 | 319.0371 | 395.2399 | 382.2534 | 2506.094 | 2412.5464 | 4755.8352 | 4569.3652 | 5061.9077 | 6855.7024 | 5988.8793 | 6217.4756 | 5989.2218 | 6046.9164 | 6013.5103
NSW | N6 | Wagga Wagga | Wind | 0 | 5.4518e-07 | 7.6876e-07 | 2.2224e-06 | 2.0818e-06 | 2.0358e-06 | 2.6122e-06 | 2.9456e-06 | 2.6338e-06 | 2.9413e-06 | 5.7192e-06 | 5.3189e-06 | 9.2317e-06 | 8.6728e-06 | 1.5105e-05 | 1.4789e-05 | 1.7269e-05 | 1.5522e-05 | 1.7767e-05 | 2.4337e-05 | 3.2003e-05 | 6.4592e-05 | 6.4069e-05 | 6.8253e-05 | 7.495e-05
NSW | N7 | Tumut | Wind | 0 | 0 | 0 | 0 | 0 | 0 | 0 | 0 | 0 | 0 | 0 | 0 | 0 | 0 | 0 | 0 | 0 | 0 | 0 | 0 | 0 | 0 | 0 | 0 | 0
NSW | N8 | Cooma-Monaro | Wind | 357.1248 | 325.4637 | 302.6817 | 314.9879 | 337.0169 | 343.3416 | 341.4076 | 332.4465 | 332.63 | 356.1283 | 643.3797 | 580.6653 | 566.6728 | 597.274 | 233.0294 | 235.4227 | 264.1335 | 254.3656 | 275.1351 | 273.923 | 245.982 | 647.1454 | 675.5513 | 659.8287 | 736.2345
NSW | N9 | Hunter-Central Coast | Wind | 0 | 5.4741e-07 | 1.0623e-06 | 4.7443e-06 | 4.765e-06 | 4.7448e-06 | 5.0545e-06 | 5.9314e-06 | 5.4842e-06 | 5.7972e-06 | 5.8981e-06 | 951.978 | 877.1236 | 919.8734 | 947.4755 | 1002.4258 | 2287.9487 | 2187.0951 | 2375.256 | 2285.6397 | 2691.3073 | 2376.4841 | 2474.9972 | 2455.019 | 2713.2126
VIC | V1 | North West VIC | Wind | 0 | 6.7782e-07 | 1.073e-06 | 482.7281 | 490.7429 | 516.8764 | 509.2182 | 990.1701 | 1112.807 | 1239.227 | 1280.8327 | 1152.6771 | 1201.2096 | 1144.8324 | 1192.3228 | 1179.8163 | 1171.499 | 1146.3968 | 1903.302 | 1949.9112 | 1742.1076 | 2678.0537 | 2580.5882 | 2767.4042 | 2752.8864
VIC | V2 | Central Highlands VIC | Wind | 2503.4711 | 2665.1802 | 2536.3062 | 5399.3351 | 5148.1443 | 5672.1762 | 5039.9422 | 5260.8279 | 5403.9322 | 5686.4965 | 5893.0185 | 5458.5358 | 5699.8953 | 5407.2309 | 5983.7245 | 5334.6511 | 5590.9828 | 5849.1211 | 4713.4469 | 4980.8037 | 4517.9068 | 4816.2058 | 4590.954 | 4634.414 | 3969.2243
VIC | V3 | Wimmera Grampians | Wind | 1520.4572 | 1602.2952 | 1554.4607 | 1712.728 | 1515.3416 | 1635.9324 | 1550.7337 | 1479.241 | 895.9654 | 947.3109 | 963.8667 | 901.4198 | 960.045 | 923.0046 | 1009.1394 | 948.4263 | 886.9948 | 904.4206 | 694.2651 | 710.9128 | 657.4209 | 138.7193 | 136.4043 | 8.7687e-05 | 8.6554e-05
VIC | V4 | Wimmera Southern Mallee | Wind | 1404.834 | 1507.0447 | 1409.7895 | 1538.2608 | 1483.976 | 1524.703 | 1447.188 | 1437.9578 | 2885.3631 | 3135.9719 | 3184.5651 | 2958.2054 | 3077.7715 | 2911.0195 | 3007.8828 | 2858.7374 | 3346.0331 | 3446.9611 | 3726.2948 | 4481.9137 | 7705.9818 | 7823.3062 | 7450.617 | 6928.0291 | 6633.4035
VIC | V5 | South West VIC | Wind | 5312.7828 | 5651.8688 | 5156.363 | 7925.8354 | 7592.0839 | 8476.3711 | 7350.886 | 7518.952 | 9711.2678 | 10409.1683 | 10461.6898 | 9354.4388 | 9342.4452 | 8991.6819 | 9581.5237 | 8295.5051 | 8481.723 | 9135.8067 | 9642.8925 | 7019.5122 | 7409.9841 | 7218.1527 | 7027.5973 | 7861.2537 | 6817.8909
VIC | V6 | Gippsland Onshore | Wind | 0 | 0 | 0 | 0 | 0 | 0 | 0 | 0 | 0 | 0 | 0 | 0 | 0 | 0 | 0 | 0 | 0 | 0 | 0 | 0 | 0 | 0 | 0 | 0 | 0
VIC | V7 | Central North VIC | Wind | 0 | 6.3493e-07 | 9.2273e-07 | 7.0495e-06 | 6.7235e-06 | 6.7482e-06 | 7.183e-06 | 1.2896e-05 | 1.116e-05 | 1.1923e-05 | 1.2186e-05 | 1.0923e-05 | 1.1399e-05 | 1.0212e-05 | 1.0851e-05 | 1.287e-05 | 2.7418e-05 | 2.557e-05 | 2.5884e-05 | 2.7143e-05 | 2.499e-05 | 2.5648e-05 | 2.4268e-05 | 2.564e-05 | 2.6919e-05
SA | S1 | South East SA | Wind | 783.5338 | 745.81 | 664.2287 | 750.6371 | 716.8777 | 821.1287 | 733.6859 | 714.8459 | 723.481 | 491.438 | 506.8563 | 1115.5029 | 1202.1581 | 1183.3097 | 1273.391 | 1152.4011 | 1258.0175 | 1208.2666 | 1270.6444 | 1305.3956 | 1243.6833 | 1297.514 | 1253.2102 | 1378.6067 | 1286.6678
SA | S2 | Riverland | Wind | 0 | 5.0864e-07 | 6.4355e-07 | 1.9889e-06 | 1.9075e-06 | 1.8196e-06 | 1.8203e-06 | 2.5811e-06 | 2.1848e-06 | 2.5107e-06 | 3.5145e-06 | 3.3049e-06 | 3.7571e-06 | 3.8632e-06 | 3.9707e-06 | 4.4488e-06 | 7.5009e-06 | 6.6091e-06 | 7.289e-06 | 8.3293e-06 | 1.292e-05 | 1.4644e-05 | 1.4402e-05 | 1.4765e-05 | 1.4102e-05
SA | S3 | Mid-North SA | Wind | 4340.2912 | 4302.5755 | 4501.0994 | 5331.6175 | 5332.2751 | 5645.9592 | 5248.5113 | 5071.5049 | 4753.8821 | 5221.3224 | 5352.2868 | 7421.2088 | 7599.0306 | 6563.9296 | 6982.0508 | 6657.3951 | 7038.2736 | 5809.0286 | 7863.8822 | 8076.6302 | 7345.4734 | 7409.529 | 7437.8685 | 7964.0247 | 7359.8352
SA | S4 | Yorke Peninsula | Wind | 226.4801 | 242.0723 | 230.3645 | 248.2403 | 237.1585 | 2.4412e-05 | 2.2811e-05 | 2.3535e-05 | 2.0468e-05 | 2.304e-05 | 2.476e-05 | 2.3007e-05 | 3.7612e-05 | 288.5588 | 312.8652 | 280.6474 | 303.7989 | 272.91 | 303.1558 | 318.4918 | 300.765 | 303.0388 | 291.9497 | 321.4749 | 293.0969
SA | S5 | Northern SA | Wind | 1447.3134 | 1429.3725 | 1340.6108 | 1428.9413 | 1472.9055 | 1423.2972 | 1402.567 | 1429.6852 | 1377.8855 | 1519.3201 | 1537.7706 | 1405.356 | 1451.6102 | 1492.0677 | 1445.8375 | 1423.9311 | 1448.94 | 1417.8682 | 1535.2472 | 785.4111 | 1736.0794 | 1769.6153 | 1810.4323 | 1764.0443 | 1729.0937
SA | S6 | Leigh Creek | Wind | 0 | 0 | 0 | 0 | 0 | 0 | 0 | 0 | 0 | 0 | 0 | 0 | 0 | 0 | 0 | 0 | 0 | 0 | 0 | 0 | 0 | 0 | 0 | 0 | 0
SA | S7 | Roxby Downs | Wind | 0 | 0 | 0 | 0 | 0 | 0 | 0 | 0 | 0 | 0 | 0 | 0 | 0 | 0 | 0 | 0 | 0 | 0 | 0 | 0 | 0 | 0 | 0 | 0 | 0
SA | S8 | Eastern Eyre Peninsula | Wind | 358.0923 | 325.7395 | 310.3484 | 334.3719 | 169.656 | 193.3432 | 160.6998 | 162.1123 | 159.1469 | 1.7406e-05 | 1.735e-05 | 300.0683 | 521.5833 | 540.341 | 596.7445 | 533.3132 | 558.5662 | 489.633 | 554.0615 | 581.1206 | 549.2289 | 558.0631 | 518.4316 | 577.585 | 525.4996
SA | S9 | Western Eyre Peninsula | Wind | 0 | 6.2671e-07 | 9.5585e-07 | 3.56e-06 | 3.439e-06 | 3.4334e-06 | 3.43e-06 | 3.5153e-06 | 3.0287e-06 | 4.6117e-06 | 4.6738e-06 | 4.7333e-06 | 4.7872e-06 | 6.8851e-06 | 7.6219e-06 | 1.2963e-05 | 1.4296e-05 | 1.2647e-05 | 1.3725e-05 | 1.4267e-05 | 1.424e-05 | 1.3803e-05 | 1.364e-05 | 1.4609e-05 | 1.3934e-05
TAS | T1 | North East Tasmania | Wind | 573.8762 | 582.2853 | 921.722 | 1190.4059 | 1131.9112 | 1245.8285 | 1157.7653 | 1145.7342 | 1193.6881 | 1141.9958 | 1252.977 | 1395.2422 | 1385.6069 | 1286.8739 | 1382.7696 | 1315.713 | 1344.0148 | 1403.529 | 1373.633 | 1442.7255 | 1389.3843 | 1377.4326 | 1273.9711 | 1400.2456 | 927.7452
TAS | T2 | North West Tasmania | Wind | 692.1775 | 668.5161 | 651.6728 | 883.766 | 1684.5318 | 2411.4171 | 2542.7054 | 2959.1954 | 3233.7659 | 3796.4357 | 3890.0791 | 3771.6251 | 4010.9826 | 3863.3583 | 4231.6209 | 3870.4669 | 4044.6424 | 3978.4973 | 4266.8281 | 4239.2501 | 4114.4716 | 4115.5914 | 3845.7541 | 4273.6266 | 3824.2757
TAS | T3 | Central Highlands | Wind | 2954.8615 | 5216.7875 | 5536.4963 | 8832.897 | 8448.837 | 9096.4723 | 8309.2442 | 8581.7041 | 8813.659 | 8896.367 | 9426.4062 | 8764.0568 | 9125.7578 | 8412.0576 | 9048.9488 | 8308.6075 | 8769.1253 | 9152.1376 | 7547.31 | 8040.141 | 7433.9578 | 7816.4219 | 7246.5813 | 7381.7898 | 6808.6487
Region | REZ | REZ Name | Technology | 2026-27 | 2027-28 | 2028-29 | 2029-30 | 2030-31 | 2031-32 | 2032-33 | 2033-34 | 2034-35 | 2035-36 | 2036-37 | 2037-38 | 2038-39 | 2039-40 | 2040-41 | 2041-42 | 2042-43 | 2043-44 | 2044-45 | 2045-46 | 2046-47 | 2047-48 | 2048-49 | 2049-50 | 2050-51
NSW | O1 | Hunter Coast | Offshore Wind | 0 | 8.2803e-08 | 1.1691e-07 | 2.0406e-07 | 2.0264e-07 | 2.0625e-07 | 2.9156e-07 | 3.0275e-07 | 2.9159e-07 | 3.0328e-07 | 2.9445e-07 | 3.5942e-07 | 2.9678e-07 | 4.6467e-07 | 4.2473e-07 | 6.1182e-07 | 6.9544e-07 | 6.7289e-07 | 7.5076e-07 | 7.6099e-07 | 1.291e-06 | 1.033e-06 | 1.1663e-06 | 1.0437e-06 | 1.1315e-06
NSW | O2 | Illawarra Coast | Offshore Wind | 0 | 7.7574e-08 | 1.0337e-07 | 2.0174e-07 | 1.9847e-07 | 2.1249e-07 | 2.8313e-07 | 2.7021e-07 | 2.6433e-07 | 2.7428e-07 | 2.7444e-07 | 3.2981e-07 | 2.9468e-07 | 4.7606e-07 | 4.4803e-07 | 6.1712e-07 | 6.1938e-07 | 6.1627e-07 | 6.8118e-07 | 7.0174e-07 | 1.2037e-06 | 1.046e-06 | 1.1947e-06 | 1.1084e-06 | 1.1821e-06
VIC | O3 | Gippsland Coast | Offshore Wind | 0 | 3.4527e-07 | 4.7669e-06 | 2405.0442 | 2320.6277 | 4198.3384 | 6028.536 | 8496.867 | 11276.536 | 13445.559 | 15194.305 | 15549.957 | 16743.89 | 15761.531 | 16967.85 | 15904.621 | 16503.428 | 15970.605 | 16813.22 | 17207.11 | 16001.873 | 16010.205 | 15254.37 | 16423.705 | 15879.427
TAS | O4 | North West Tasmania Coast | Offshore Wind | 0 | 7.2842e-07 | 7.9443e-07 | 8.9591e-07 | 8.7827e-07 | 9.6152e-07 | 9.6851e-07 | 9.6897e-07 | 9.3016e-07 | 9.3537e-07 | 9.343e-07 | 9.118e-07 | 9.5307e-07 | 1.7746e-06 | 1.8636e-06 | 1.7478e-06 | 1.8555e-06 | 1.8074e-06 | 1.8227e-06 | 1.7863e-06 | 1.7639e-06 | 1.8998e-06 | 1.8518e-06 | 2.0662e-06 | 1.918e-06
VIC | O5 | Southern Ocean | Offshore Wind | 0 | 3.5632e-07 | 1534.6599 | 2614.6736 | 2522.3625 | 2691.5752 | 2495.012 | 2596.6016 | 2335.3223 | 2470.4565 | 2476.4392 | 2365.528 | 2909.0318 | 5276.5214 | 5605.522 | 5089.1369 | 5396.9935 | 5297.625 | 5365.346 | 6016.7021 | 5465.8042 | 5692.6592 | 5407.4262 | 5942.122 | 5460.3475
SA | O6 | South East SA Coast | Offshore Wind | 0 | 3.6046e-07 | 4.9398e-07 | 8.8284e-07 | 8.086e-07 | 8.5017e-07 | 8.3462e-07 | 8.6064e-07 | 8.0797e-07 | 8.1386e-07 | 8.2185e-07 | 8.1773e-07 | 8.9674e-07 | 1.0094e-06 | 1.1874e-06 | 1.1641e-06 | 1.6204e-06 | 1.7069e-06 | 1.6561e-06 | 1.8286e-06 | 2.8587e-06 | 3.0165e-06 | 2.9677e-06 | 3.1184e-06 | 2.9059e-06

## ML2_REZ Capacity
Installed capacity by REZ (MW) - ML2, Step Change Scenario
Capacity calculated on 1 July. In early study years some wind and solar projects enter later in the financial year and are therefore reflected in the following financial year's capacity. REZ capacity includes capacity from the existing, committed and anticipated renewables mapped to the relevant REZs. Does not include capacity from renewables not in a REZ.
Non-scheduled generation including Distributed PV is not shown.
Region | REZ | REZ Name | Technology | 2026-27 | 2027-28 | 2028-29 | 2029-30 | 2030-31 | 2031-32 | 2032-33 | 2033-34 | 2034-35 | 2035-36 | 2036-37 | 2037-38 | 2038-39 | 2039-40 | 2040-41 | 2041-42 | 2042-43 | 2043-44 | 2044-45 | 2045-46 | 2046-47 | 2047-48 | 2048-49 | 2049-50 | 2050-51
QLD | Q1 | Far North QLD | Solar | 0 | 0 | 0 | 0 | 0 | 0 | 0 | 0 | 0 | 0 | 0 | 0 | 0 | 0 | 0 | 0 | 0 | 0 | 0 | 0 | 0 | 0 | 0 | 0 | 0
QLD | Q2 | North Qld Clean Energy Hub | Solar | 83 | 83 | 83 | 83 | 83 | 83 | 83 | 83 | 83 | 83 | 83 | 33 | 33 | 33 | 33 | 33 | 33 | 33 | 33 | 33 | 18 | 18 | 0 | 0 | 0
QLD | Q3 | Northern Qld | Solar | 513.997 | 663.997 | 963.997 | 963.997 | 963.997 | 963.997 | 963.997 | 963.997 | 963.997 | 963.997 | 963.997 | 1752.6855 | 1752.6855 | 1752.6855 | 1752.6855 | 1752.6855 | 1925.2723 | 1797.2723 | 1797.2723 | 1797.2723 | 2575.5805 | 2465.1805 | 2807.1722 | 2807.1722 | 2674.5752
QLD | Q4 | Isaac | Solar | 684.9 | 684.9 | 684.9 | 684.9 | 684.9 | 684.9 | 684.9 | 684.9 | 684.9 | 684.9 | 684.9 | 684.9 | 684.9 | 684.9 | 684.9 | 684.9 | 684.9 | 684.9 | 642.4 | 642.4 | 642.4 | 642.4 | 183.5 | 26 | 0
QLD | Q5 | Barcaldine | Solar | 14 | 14 | 14 | 14 | 14 | 14 | 14 | 14 | 14 | 14 | 14 | 14 | 14 | 14 | 14 | 14 | 14 | 0 | 0 | 0 | 0 | 0 | 11.8922 | 11.8922 | 11.8922
QLD | Q6 | Fitzroy | Solar | 99 | 99 | 99 | 699 | 699 | 699 | 699 | 699 | 699 | 699 | 699 | 2701.1453 | 2725.9019 | 2725.9019 | 2740.8435 | 2740.8435 | 2810.7925 | 3439.8376 | 3439.8376 | 3439.8376 | 3439.8376 | 3439.8376 | 3439.8376 | 3439.8376 | 3439.8376
QLD | Q7 | Wide Bay | Solar | 506.43 | 506.43 | 704.83 | 985.83 | 985.83 | 985.83 | 985.83 | 985.83 | 985.83 | 985.83 | 985.83 | 985.83 | 985.83 | 985.83 | 985.83 | 985.83 | 985.83 | 985.83 | 985.83 | 985.83 | 985.83 | 985.83 | 985.83 | 900.0707 | 900.0707
QLD | Q8 | Darling Downs | Solar | 1314.558 | 1804.158 | 1804.158 | 1804.158 | 1804.158 | 1804.158 | 1804.158 | 1804.158 | 1804.158 | 1804.158 | 1900.6021 | 3073.2928 | 3073.2928 | 3073.2928 | 4830.4358 | 4830.4358 | 5423.4295 | 6500.5403 | 6703.633 | 6671.529 | 6607.209 | 6607.209 | 6572.709 | 6517.069 | 6517.069
QLD | Q9 | Banana | Solar | 0 | 0 | 0 | 0 | 0 | 0 | 0 | 0 | 0 | 0 | 0 | 0 | 0 | 0 | 0 | 0 | 0 | 0 | 0 | 0 | 3162.985 | 3162.985 | 4148.893 | 4148.893 | 4148.893
NSW | N1 | North West NSW | Solar | 166 | 166 | 166 | 166 | 166 | 166 | 166 | 166 | 166 | 166 | 166 | 166 | 166 | 166 | 191.6111 | 191.6111 | 212.4854 | 220.1695 | 220.1695 | 220.1695 | 164.1695 | 230.2321 | 230.2321 | 230.2321 | 230.2321
NSW | N2 | New England | Solar | 555 | 555 | 555 | 6260.926 | 6260.926 | 6260.926 | 6260.926 | 6260.926 | 6260.926 | 6260.926 | 6260.926 | 6260.926 | 6260.926 | 6260.926 | 6260.926 | 6260.926 | 6260.926 | 6240.926 | 6240.926 | 6240.926 | 6240.926 | 6240.926 | 6240.926 | 6240.926 | 6240.926
NSW | N3 | Central-West Orana | Solar | 902.095 | 1602.095 | 1602.095 | 1602.095 | 1602.095 | 1602.095 | 1602.095 | 1602.095 | 1602.095 | 1602.095 | 1602.095 | 1602.095 | 1602.095 | 1602.095 | 1660.1212 | 1660.1212 | 1558.0962 | 3446.3892 | 3446.3892 | 3561.2688 | 3779.2302 | 3779.2302 | 3729.2302 | 3526.1902 | 3456.4402
NSW | N4 | Broken Hill | Solar | 53 | 53 | 53 | 53 | 53 | 53 | 53 | 53 | 53 | 53 | 53 | 56.0182 | 56.0182 | 56.0182 | 56.0182 | 56.0182 | 56.0182 | 146.1346 | 146.1346 | 146.1346 | 146.1346 | 146.1346 | 146.1346 | 146.1346 | 146.1346
NSW | N5 | South West NSW | Solar | 1440.4 | 1550.4 | 1550.4 | 1550.4 | 1550.4 | 1550.4 | 1550.4 | 1550.4 | 1550.4 | 1550.4 | 1550.4 | 1550.4 | 1550.4 | 1550.4 | 1550.4 | 1550.4 | 1550.4 | 1400.1 | 1400.1 | 1400.1 | 1315.1 | 1315.1 | 1315.1 | 923.94 | 674.96
NSW | N6 | Wagga Wagga | Solar | 663.028 | 663.028 | 663.028 | 663.028 | 663.028 | 663.028 | 663.028 | 663.028 | 663.028 | 663.028 | 663.028 | 663.028 | 663.028 | 663.028 | 663.028 | 663.028 | 663.028 | 663.028 | 663.028 | 663.0282 | 2809.028 | 2809.028 | 2809.028 | 2809.028 | 2616
NSW | N7 | Tumut | Solar | 0 | 0 | 0 | 0 | 0 | 0 | 0 | 0 | 0 | 0 | 0 | 0 | 0 | 0 | 0 | 0 | 0 | 0 | 0 | 0 | 0 | 0 | 0 | 0 | 0
NSW | N8 | Cooma-Monaro | Solar | 0 | 0 | 0 | 0 | 0 | 0 | 0 | 0 | 0 | 0 | 0 | 0 | 0 | 0 | 0 | 0 | 0 | 0 | 0 | 0 | 0 | 0 | 0 | 0 | 0
NSW | N9 | Hunter-Central Coast | Solar | 0 | 0 | 0 | 0 | 0 | 0 | 0 | 0 | 0 | 0 | 0 | 0 | 0 | 0 | 0 | 0 | 0 | 0 | 0 | 0 | 0 | 0 | 0 | 0 | 0
VIC | V1 | North West VIC | Solar | 647.99 | 679.093 | 679.093 | 1039.573 | 1039.573 | 1039.573 | 1039.573 | 1039.573 | 2757.7607 | 2757.7607 | 2757.7607 | 2757.7607 | 2757.7607 | 2757.7607 | 2757.7607 | 2757.7607 | 2757.7607 | 2757.7607 | 2757.7607 | 2726.6577 | 2726.6577 | 2726.6577 | 2637.2224 | 2239.7724 | 2147.2124
VIC | V2 | Central Highlands VIC | Solar | 0 | 125 | 125 | 125 | 125 | 125 | 125 | 125 | 125 | 125 | 125 | 125 | 125 | 125 | 125 | 125 | 125 | 125 | 125 | 125 | 125 | 125 | 125 | 125 | 125
VIC | V3 | Wimmera Grampians | Solar | 0 | 0 | 0 | 0 | 0 | 0 | 0 | 0 | 0 | 0 | 0 | 0 | 0 | 0 | 0 | 0 | 0 | 0 | 0 | 0 | 0 | 0 | 0 | 0 | 0
VIC | V4 | Wimmera Southern Mallee | Solar | 0 | 0 | 0 | 0 | 0 | 0 | 0 | 0 | 0 | 0 | 0 | 0 | 0 | 0 | 0 | 0 | 0 | 0 | 0 | 0 | 0 | 0 | 0 | 0 | 0
VIC | V5 | South West VIC | Solar | 0 | 557.07 | 557.07 | 557.07 | 557.07 | 557.07 | 557.07 | 557.07 | 557.07 | 557.07 | 557.07 | 557.07 | 557.07 | 557.07 | 557.07 | 557.07 | 557.07 | 557.07 | 557.07 | 557.07 | 557.07 | 557.07 | 557.07 | 557.07 | 557.07
VIC | V6 | Gippsland Onshore | Solar | 0 | 0 | 0 | 0 | 0 | 0 | 0 | 0 | 0 | 0 | 0 | 0 | 0 | 0 | 0 | 0 | 0 | 0 | 0 | 0 | 0 | 0 | 0 | 0 | 0
VIC | V7 | Central North VIC | Solar | 528.48 | 1118.94 | 1118.94 | 1118.94 | 1118.94 | 1118.94 | 1118.94 | 1118.94 | 1118.94 | 1118.94 | 1118.94 | 1118.94 | 1118.94 | 1118.94 | 1118.94 | 1118.94 | 1118.94 | 1118.94 | 1008.46 | 1008.46 | 1008.46 | 1008.46 | 1008.46 | 1008.46 | 1008.46
SA | S1 | South East SA | Solar | 138.54 | 138.54 | 138.54 | 138.54 | 138.54 | 138.54 | 138.54 | 138.54 | 138.54 | 138.54 | 138.54 | 138.54 | 138.54 | 138.54 | 138.54 | 108 | 108 | 108 | 108 | 108 | 108 | 108 | 108 | 0 | 0
SA | S2 | Riverland | Solar | 25.26 | 25.26 | 25.26 | 25.26 | 25.26 | 19.14 | 19.14 | 19.14 | 19.14 | 19.14 | 19.14 | 19.14 | 19.14 | 19.14 | 19.14 | 7.38 | 7.38 | 7.38 | 7.38 | 0 | 0 | 0 | 0 | 0 | 0
SA | S3 | Mid-North SA | Solar | 0 | 0 | 0 | 0 | 0 | 0 | 0 | 0 | 0 | 0 | 0 | 0 | 0 | 0 | 0 | 0 | 0 | 1115.4121 | 1115.4121 | 1115.4121 | 1115.4121 | 1115.4121 | 1115.4121 | 1115.4121 | 1115.4121
SA | S4 | Yorke Peninsula | Solar | 0 | 0 | 0 | 0 | 0 | 0 | 0 | 0 | 0 | 0 | 0 | 0 | 0 | 0 | 0 | 0 | 0 | 0 | 0 | 0 | 0 | 0 | 0 | 0 | 0
SA | S5 | Northern SA | Solar | 349.2 | 349.2 | 349.2 | 349.2 | 349.2 | 349.2 | 349.2 | 349.2 | 349.2 | 349.2 | 349.2 | 349.2003 | 349.2003 | 349.2003 | 349.2003 | 944.0415 | 944.0415 | 1220.9078 | 950.9078 | 950.9078 | 950.9078 | 871.7078 | 871.7078 | 871.7078 | 871.7078
SA | S6 | Leigh Creek | Solar | 0 | 0 | 0 | 0 | 0 | 0 | 0 | 0 | 0 | 0 | 0 | 0 | 0 | 0 | 0 | 0 | 0 | 0 | 0 | 0 | 0 | 0 | 0 | 0 | 0
SA | S7 | Roxby Downs | Solar | 0 | 0 | 0 | 559.9942 | 559.9942 | 559.9942 | 559.9942 | 559.9942 | 559.9942 | 559.9942 | 559.9942 | 615.4988 | 615.4988 | 615.4988 | 615.4988 | 615.4988 | 615.4988 | 668.0109 | 668.0109 | 668.0109 | 668.0109 | 668.0109 | 668.0109 | 668.0109 | 668.0109
SA | S8 | Eastern Eyre Peninsula | Solar | 0 | 0 | 0 | 0 | 0 | 0 | 0 | 0 | 0 | 0 | 0 | 0 | 0 | 0 | 0 | 0 | 0 | 0 | 0 | 0 | 0 | 0 | 0 | 0 | 0
SA | S9 | Western Eyre Peninsula | Solar | 0 | 0 | 0 | 0 | 0 | 0 | 0 | 0 | 0 | 0 | 0 | 0 | 0 | 0 | 0 | 0 | 0 | 0 | 0 | 0 | 0 | 0 | 0 | 0 | 0
TAS | T1 | North East Tasmania | Solar | 0 | 0 | 0 | 0 | 0 | 0 | 0 | 0 | 0 | 0 | 0 | 0 | 0 | 0 | 0 | 0 | 0 | 0 | 0 | 0 | 0 | 0 | 0 | 0 | 0
TAS | T2 | North West Tasmania | Solar | 0 | 0 | 0 | 0 | 0 | 0 | 0 | 0 | 0 | 0 | 0 | 0 | 0 | 0 | 0 | 0 | 0 | 0 | 0 | 0 | 0 | 0 | 0 | 0 | 0
TAS | T3 | Central Highlands | Solar | 0 | 125 | 485.8 | 485.8 | 485.8 | 485.8 | 485.8 | 485.8 | 485.8 | 485.8 | 485.8 | 485.8 | 485.8 | 485.8 | 485.8 | 485.8 | 485.8 | 485.8 | 485.8 | 485.8 | 485.8 | 485.8 | 485.8 | 485.8 | 485.8
Region | REZ | REZ Name | Technology | 2026-27 | 2027-28 | 2028-29 | 2029-30 | 2030-31 | 2031-32 | 2032-33 | 2033-34 | 2034-35 | 2035-36 | 2036-37 | 2037-38 | 2038-39 | 2039-40 | 2040-41 | 2041-42 | 2042-43 | 2043-44 | 2044-45 | 2045-46 | 2046-47 | 2047-48 | 2048-49 | 2049-50 | 2050-51
QLD | Q1 | Far North QLD | Wind | 330.318 | 330.318 | 330.318 | 830.318 | 830.318 | 830.318 | 830.318 | 830.318 | 830.318 | 830.318 | 830.318 | 830.318 | 830.318 | 830.318 | 830.318 | 830.318 | 830.318 | 649.8 | 649.8 | 649.8 | 649.8 | 649.8 | 500 | 500 | 500
QLD | Q2 | North Qld Clean Energy Hub | Wind | 43.2 | 43.2 | 43.2 | 43.2 | 43.2 | 43.2 | 43.2 | 43.2 | 43.2 | 43.2 | 43.2 | 43.2 | 43.2 | 43.2 | 43.2 | 43.2 | 43.2 | 43.2 | 43.2 | 43.2 | 43.2 | 43.2 | 43.2 | 43.2 | 43.2
QLD | Q3 | Northern Qld | Wind | 0 | 0 | 0 | 0 | 0 | 0 | 0 | 0 | 0 | 0 | 0 | 0 | 0 | 0 | 0 | 0 | 0 | 0 | 0 | 0 | 0 | 0 | 0 | 0 | 0
QLD | Q4 | Isaac | Wind | 0 | 0 | 285.2 | 285.2 | 285.2 | 285.2 | 285.2 | 285.2 | 285.2 | 285.2 | 285.2 | 285.2 | 285.2 | 285.2 | 685.2 | 685.2 | 685.2 | 685.2 | 685.2 | 685.2 | 685.2 | 685.2 | 685.2 | 685.2 | 685.2
QLD | Q5 | Barcaldine | Wind | 0 | 0 | 0 | 94.8639 | 94.8639 | 94.8639 | 500.5073 | 1000 | 1541.118 | 1541.118 | 1554.8872 | 1731.0939 | 1731.0939 | 1731.0939 | 1731.0939 | 1731.0939 | 1764.4357 | 1828.7462 | 1828.7462 | 1828.7462 | 1861.9936 | 1861.9936 | 1861.9936 | 1861.9936 | 1861.9936
QLD | Q6 | Fitzroy | Wind | 0 | 0 | 221.01 | 581.01 | 581.01 | 581.01 | 581.01 | 581.01 | 581.01 | 581.01 | 1121.01 | 1121.01 | 1121.01 | 1121.01 | 1121.01 | 1197.3324 | 1555.3985 | 1813.3758 | 2624.0609 | 2624.0609 | 3558.1833 | 3558.1833 | 3558.1833 | 3558.1833 | 3558.1833
QLD | Q7 | Wide Bay | Wind | 0 | 0 | 0 | 0 | 0 | 0 | 0 | 0 | 0 | 0 | 0 | 0 | 0 | 0 | 0 | 0 | 0 | 0 | 0 | 0 | 159.6401 | 159.6401 | 159.6401 | 159.6401 | 159.6401
QLD | Q8 | Darling Downs | Wind | 1548.89 | 1548.89 | 1548.89 | 2948.89 | 2948.89 | 2948.89 | 2948.89 | 3017.5914 | 3017.5914 | 3017.5914 | 3831.715 | 4646.2582 | 4646.2582 | 4646.2582 | 4646.2582 | 6850.3546 | 7148.89 | 7148.89 | 6696 | 6696 | 6696 | 6696 | 6696 | 6696 | 6696
QLD | Q9 | Banana | Wind | 0 | 0 | 0 | 0 | 0 | 0 | 0 | 0 | 0 | 0 | 0 | 0 | 0 | 0 | 0 | 0 | 0 | 0 | 0 | 0 | 0 | 0 | 0 | 0 | 0
NSW | N1 | North West NSW | Wind | 0 | 0 | 0 | 0 | 0 | 0 | 0 | 0 | 0 | 0 | 0 | 0 | 0 | 0 | 0 | 0 | 0 | 0 | 0 | 0 | 0 | 0 | 0 | 0 | 0
NSW | N2 | New England | Wind | 442.48 | 652.48 | 652.48 | 2452.48 | 2452.48 | 2452.48 | 2452.48 | 2452.48 | 2452.48 | 2452.48 | 2452.48 | 2452.48 | 2280 | 2280 | 2280 | 2280 | 2280 | 2010 | 2010 | 2010 | 2010.0002 | 2010.0002 | 2010.0002 | 2010.0002 | 2010.0002
NSW | N3 | Central-West Orana | Wind | 113.19 | 815.19 | 815.19 | 815.19 | 1734.19 | 1734.19 | 1734.19 | 1734.19 | 1734.19 | 1734.19 | 1734.19 | 2534.19 | 2534.19 | 2834.19 | 2834.1902 | 4416.141 | 4892.7557 | 4892.7557 | 4892.7554 | 4892.7554 | 4892.7557 | 4892.7557 | 4892.7557 | 4779.5657 | 4779.5654
NSW | N4 | Broken Hill | Wind | 198.94 | 198.94 | 198.94 | 241.2795 | 241.2795 | 241.2795 | 241.2795 | 241.2795 | 241.2795 | 241.2795 | 274.1148 | 302.1099 | 302.1099 | 302.1099 | 302.1099 | 302.1099 | 305.9268 | 263.1579 | 263.1579 | 267.9184 | 277.8387 | 277.8387 | 277.8387 | 277.8387 | 277.8387
NSW | N5 | South West NSW | Wind | 0 | 0 | 0 | 0 | 0 | 100.8 | 100.8 | 100.8 | 100.8 | 100.8 | 100.8 | 100.8 | 119.519 | 119.519 | 924.0808 | 924.0808 | 1798.972 | 1798.972 | 1798.972 | 2374.8127 | 2374.8127 | 2374.8127 | 2374.8127 | 2374.8127 | 2374.8127
NSW | N6 | Wagga Wagga | Wind | 0 | 0 | 0 | 0 | 0 | 0 | 0 | 0 | 0 | 0 | 0 | 0 | 0 | 0 | 0 | 0 | 0 | 0 | 0 | 0 | 0 | 0 | 0 | 0 | 0
NSW | N7 | Tumut | Wind | 0 | 0 | 0 | 0 | 0 | 0 | 0 | 0 | 0 | 0 | 0 | 0 | 0 | 0 | 0 | 0 | 0 | 0 | 0 | 0 | 0 | 0 | 0 | 0 | 0
NSW | N8 | Cooma-Monaro | Wind | 113 | 113 | 113 | 113 | 113 | 113 | 113 | 113 | 113 | 113 | 213 | 213 | 213 | 213 | 100 | 100 | 100 | 100 | 100 | 100 | 100 | 300 | 300 | 300 | 300
NSW | N9 | Hunter-Central Coast | Wind | 0 | 0 | 0 | 0 | 0 | 0 | 0 | 0 | 0 | 0 | 0 | 400 | 436.3936 | 436.3936 | 449.6477 | 449.6477 | 1353 | 1353 | 1353 | 1353 | 1571.5809 | 1571.5809 | 1571.5809 | 1571.5809 | 1571.5809
VIC | V1 | North West VIC | Wind | 0 | 0 | 0 | 174.0718 | 174.0718 | 174.0718 | 174.0718 | 337.6422 | 420.36 | 420.36 | 420.36 | 420.36 | 420.36 | 420.36 | 420.36 | 420.36 | 420.36 | 420.36 | 633.8498 | 633.8498 | 633.8498 | 957.9966 | 957.9966 | 957.9966 | 957.9966
VIC | V2 | Central Highlands VIC | Wind | 699.9 | 699.9 | 699.9 | 1551.6973 | 1551.6973 | 1551.6973 | 1551.6973 | 1551.6973 | 1654.2926 | 1654.2926 | 1654.2926 | 1654.2926 | 1654.2926 | 1654.2926 | 1654.2926 | 1654.2926 | 1671.0226 | 1776.6911 | 1531.7 | 1557.587 | 1557.587 | 1631 | 1631 | 1403 | 1403
VIC | V3 | Wimmera Grampians | Wind | 768.85 | 768.85 | 768.85 | 768.85 | 716.35 | 716.35 | 716.35 | 716.35 | 524.35 | 524.35 | 524.35 | 524.35 | 524.35 | 524.35 | 524.35 | 524.35 | 524.35 | 524.35 | 444.4 | 444.4 | 444.4 | 204.4 | 204.4 | 0 | 0
VIC | V4 | Wimmera Southern Mallee | Wind | 465.75 | 465.75 | 465.75 | 465.75 | 465.75 | 465.75 | 465.75 | 465.75 | 971.1888 | 971.1888 | 971.1888 | 971.1888 | 971.1888 | 971.1888 | 971.1888 | 971.1888 | 1151.1136 | 1151.1136 | 1151.1136 | 1368.5975 | 2573.7 | 2573.7 | 2573.7 | 2348 | 2348
VIC | V5 | South West VIC | Wind | 2082.66 | 2082.66 | 2082.66 | 2801.0309 | 2801.0309 | 2801.0309 | 2801.0309 | 2801.0309 | 3626.5364 | 3626.5364 | 3626.5364 | 3559.3364 | 3139.3364 | 3139.3364 | 2957.6364 | 2957.6364 | 2938.1364 | 3036.4132 | 3036.4132 | 2172.8532 | 2470.1 | 2345.6 | 2345.6 | 2345.6 | 2345.6
VIC | V6 | Gippsland Onshore | Wind | 0 | 0 | 0 | 0 | 0 | 0 | 0 | 0 | 0 | 0 | 0 | 0 | 0 | 0 | 0 | 0 | 0 | 0 | 0 | 0 | 0 | 0 | 0 | 0 | 0
VIC | V7 | Central North VIC | Wind | 0 | 0 | 0 | 0 | 0 | 0 | 0 | 0 | 0 | 0 | 0 | 0 | 0 | 0 | 0 | 0 | 0 | 0 | 0 | 0 | 0 | 0 | 0 | 0 | 0
SA | S1 | South East SA | Wind | 324.5 | 324.5 | 324.5 | 324.5 | 324.5 | 324.5 | 324.5 | 324.5 | 324.5 | 198 | 198 | 459.6539 | 438.5454 | 452.096 | 438.5412 | 438.5412 | 471.7827 | 471.7827 | 471.7827 | 471.7827 | 486.4345 | 486.4345 | 486.4345 | 486.4345 | 486.4345
SA | S2 | Riverland | Wind | 0 | 0 | 0 | 0 | 0 | 0 | 0 | 0 | 0 | 0 | 0 | 0 | 0 | 0 | 0 | 0 | 0 | 0 | 0 | 0 | 0 | 0 | 0 | 0 | 0
SA | S3 | Mid-North SA | Wind | 1343.06 | 1343.06 | 1343.06 | 1693.2658 | 1693.2658 | 1693.2658 | 1693.2658 | 1594.5658 | 1594.5658 | 1523.1658 | 1559.8791 | 2488.16 | 2488.16 | 2161.46 | 2161.46 | 2289.0541 | 2289.0541 | 2075.1941 | 2564.3621 | 2564.3621 | 2564.3621 | 2564.3621 | 2589.1475 | 2589.1475 | 2589.1475
SA | S4 | Yorke Peninsula | Wind | 90.75 | 90.75 | 90.75 | 90.75 | 90.75 | 0 | 0 | 0 | 0 | 0 | 0 | 0 | 0 | 105.2737 | 105.2737 | 105.7644 | 105.7644 | 105.7644 | 105.8901 | 105.8901 | 107.8228 | 107.8228 | 107.8228 | 107.8228 | 107.8228
SA | S5 | Northern SA | Wind | 422.4 | 422.4 | 422.4 | 422.4 | 422.4 | 422.4 | 422.4 | 422.4 | 422.4 | 422.4 | 422.4 | 422.4 | 422.4 | 422.4 | 422.4 | 422.4 | 422.4 | 422.4 | 422.4 | 210 | 585.806 | 585.806 | 585.806 | 585.806 | 585.806
SA | S6 | Leigh Creek | Wind | 0 | 0 | 0 | 0 | 0 | 0 | 0 | 0 | 0 | 0 | 0 | 0 | 0 | 0 | 0 | 0 | 0 | 0 | 0 | 0 | 0 | 0 | 0 | 0 | 0
SA | S7 | Roxby Downs | Wind | 0 | 0 | 0 | 0 | 0 | 0 | 0 | 0 | 0 | 0 | 0 | 0 | 0 | 0 | 0 | 0 | 0 | 0 | 0 | 0 | 0 | 0 | 0 | 0 | 0
SA | S8 | Eastern Eyre Peninsula | Wind | 136 | 136 | 136 | 136 | 70 | 70 | 70 | 70 | 70 | 0 | 0 | 104.5295 | 179.2474 | 200 | 200 | 200.5658 | 200.5658 | 200.5658 | 202.3493 | 202.3493 | 204.2248 | 204.2248 | 204.2248 | 204.2248 | 204.2248
SA | S9 | Western Eyre Peninsula | Wind | 0 | 0 | 0 | 0 | 0 | 0 | 0 | 0 | 0 | 0 | 0 | 0 | 0 | 0 | 0 | 0 | 0 | 0 | 0 | 0 | 0 | 0 | 0 | 0 | 0
TAS | T1 | North East Tasmania | Wind | 168 | 168 | 296.6426 | 384.9089 | 384.9089 | 384.9089 | 384.9089 | 384.9089 | 384.9089 | 384.9089 | 409.5266 | 507.0686 | 507.0686 | 516.6189 | 516.6189 | 516.6189 | 516.6189 | 516.6189 | 516.6189 | 516.6189 | 516.6189 | 516.6189 | 516.6189 | 516.6189 | 348.6189
TAS | T2 | North West Tasmania | Wind | 251.35 | 251.35 | 251.35 | 400.2301 | 519.9155 | 639.6009 | 759.2863 | 878.9718 | 998.6571 | 1118.3425 | 1165.3755 | 1202.978 | 1322.6634 | 1434.312 | 1434.312 | 1434.312 | 1434.312 | 1434.312 | 1434.312 | 1434.312 | 1434.312 | 1434.312 | 1434.312 | 1434.312 | 1294.562
TAS | T3 | Central Highlands | Wind | 843.9 | 1430.9907 | 1618.3323 | 2544.7448 | 2544.7448 | 2544.7448 | 2544.7448 | 2544.7448 | 2647.3401 | 2647.3401 | 2698.2926 | 2698.2926 | 2698.2926 | 2698.2926 | 2698.2926 | 2698.2926 | 2715.0226 | 2820.6911 | 2431.7 | 2457.587 | 2457.587 | 2531 | 2531 | 2303 | 2303
Region | REZ | REZ Name | Technology | 2026-27 | 2027-28 | 2028-29 | 2029-30 | 2030-31 | 2031-32 | 2032-33 | 2033-34 | 2034-35 | 2035-36 | 2036-37 | 2037-38 | 2038-39 | 2039-40 | 2040-41 | 2041-42 | 2042-43 | 2043-44 | 2044-45 | 2045-46 | 2046-47 | 2047-48 | 2048-49 | 2049-50 | 2050-51
NSW | O1 | Hunter Coast | Offshore Wind | 0 | 0 | 0 | 0 | 0 | 0 | 0 | 0 | 0 | 0 | 0 | 0 | 0 | 0 | 0 | 0 | 0 | 0 | 0 | 0 | 0 | 0 | 0 | 0 | 0
NSW | O2 | Illawarra Coast | Offshore Wind | 0 | 0 | 0 | 0 | 0 | 0 | 0 | 0 | 0 | 0 | 0 | 0 | 0 | 0 | 0 | 0 | 0 | 0 | 0 | 0 | 0 | 0 | 0 | 0 | 0
VIC | O3 | Gippsland Coast | Offshore Wind | 0 | 0 | 0 | 720 | 720 | 1220 | 1887 | 2553 | 3748.2295 | 4220 | 5220 | 6220 | 7051.1606 | 7051.1606 | 7051.1606 | 7051.1606 | 7051.1606 | 7051.1606 | 7051.1606 | 7051.1606 | 7051.1606 | 7051.1606 | 7051.1606 | 7051.1606 | 7051.1606
TAS | O4 | North West Tasmania Coast | Offshore Wind | 0 | 0 | 0 | 0 | 0 | 0 | 0 | 0 | 0 | 0 | 0 | 0 | 0 | 0 | 0 | 0 | 0 | 0 | 0 | 0 | 0 | 0 | 0 | 0 | 0
VIC | O5 | Southern Ocean | Offshore Wind | 0 | 0 | 500 | 780 | 780 | 780 | 780 | 780 | 780 | 780 | 780 | 780 | 948.8392 | 1948.8392 | 1948.8392 | 1948.8392 | 1948.8392 | 1948.8392 | 1948.8392 | 1948.8392 | 1948.8392 | 1948.8392 | 1948.8392 | 1948.8392 | 1948.8392
SA | O6 | South East SA Coast | Offshore Wind | 0 | 0 | 0 | 0 | 0 | 0 | 0 | 0 | 0 | 0 | 0 | 0 | 0 | 0 | 0 | 0 | 0 | 0 | 0 | 0 | 0 | 0 | 0 | 0 | 0

## ML2_VOM Cost
VOM cost by technology ($000s) - ML2, Step Change Scenario
VOM | Real June 2025 dollars discounted to 1 July 2025
Explicitly modelled generation
Region | Technology | 2026-27 | 2027-28 | 2028-29 | 2029-30 | 2030-31 | 2031-32 | 2032-33 | 2033-34 | 2034-35 | 2035-36 | 2036-37 | 2037-38 | 2038-39 | 2039-40 | 2040-41 | 2041-42 | 2042-43 | 2043-44 | 2044-45 | 2045-46 | 2046-47 | 2047-48 | 2048-49 | 2049-50 | 2050-51
NEM | Black Coal | 494169.269 | 414796.2696 | 368765.5909 | 154489.5832 | 144208.4206 | 130375.3509 | 119571.8463 | 109350.0069 | 81295.7056 | 66128.4276 | 53219.8668 | 44880.0068 | 36842.0211 | 34362.0839 | 3653.8411 | 2153.8775 | 0.00012558 | 9.6688e-05 | 7.7786e-05 | 5.2651e-05 | 4.9364e-05 | 4.4416e-05 | 3.8631e-05 | 3.7318e-05 | 4.5564e-05
NEM | Brown Coal | 200266.838 | 164675.3421 | 109692.9601 | 17873.4161 | 10856.2361 | 0.00011593 | 0.00010651 | 9.7273e-05 | 5.1245e-05 | 1.745e-05 | 1.4181e-05 | 1.3172e-05 | 1.2383e-05 | 1.1705e-05 | 1.0854e-05 | 9.7014e-06 | 8.4658e-06 | 7.9192e-06 | 6.9971e-06 | 5.4208e-06 | 5.0549e-06 | 0 | 0 | 0 | 0
NEM | CCGT | 50201.1923 | 30566.3075 | 67406.7759 | 71381.5773 | 67221.7899 | 54918.8707 | 60643.325 | 58670.1625 | 51604.6524 | 42803.7016 | 37344.3931 | 35619.7567 | 31935.2249 | 27465.5049 | 27833.1909 | 21655.639 | 22356.1021 | 16981.6604 | 14452.3684 | 9111.3913 | 7458.7583 | 6091.9812 | 6345.2003 | 5568.7366 | 3553.8855
NEM | Gas - Steam | 2211.0364 | 1821.364 | 2710.2296 | 3172.836 | 3292.192 | 2340.2799 | 2732.4314 | 1876.0497 | 2659.3688 | 1702.7395 | 1616.2558 | 2315.4017 | 1718.8761 | 731.7036 | 684.8088 | 620.2452 | 636.1886 | 546.9986 | 475.6179 | 449.2447 | 457.4146 | 383.9285 | 353.7806 | 326.3728 | 0
NEM | OCGT / Diesel | 25044.5129 | 15627.8002 | 26861.895 | 38035.4734 | 37544.151 | 28316.421 | 32632.8614 | 22666.0072 | 31578.9198 | 18053.4243 | 21155.2117 | 31528.101 | 36161.9938 | 38944.5847 | 42198.6557 | 35050.2164 | 23801.9301 | 40641.3033 | 25527.9026 | 27121.7302 | 29740.7758 | 27143.5304 | 28947.9661 | 24961.42 | 29368.9084
NEM | Hydro | 140210.0591 | 106146.8439 | 119661.9635 | 113100.8834 | 98027.3727 | 87577.4674 | 79646.5055 | 80279.1351 | 78760.2366 | 66706.0345 | 56181.7381 | 67098.8042 | 55699.2069 | 46057.2199 | 40672.4764 | 36535.1435 | 39034.4208 | 37628.6078 | 31665.6974 | 27859.6066 | 34078.3064 | 27447.9652 | 23170.8199 | 21589.5117 | 20691.2421
NEM | Hydrogen Electrolyser | 24.4658 | 22.4471 | 20.5905 | 94.3277 | 114.4536 | 157.1468 | 226.0402 | 319.407 | 461.5041 | 509.0656 | 547.1876 | 576.6869 | 598.9344 | 614.6075 | 623.8792 | 627.1017 | 660.5561 | 663.0123 | 658.576 | 648.1479 | 633.7628 | 616.8899 | 598.1422 | 578.4307 | 558.0279
NEM | Wind | 0 | 182.173 | 367.228 | 1926.1403 | 1813.6533 | 1898.3792 | 1998.2301 | 2160.3926 | 2501.127 | 2555.1332 | 2803.8984 | 2889.7491 | 2805.0848 | 2686.5124 | 2704.1445 | 2811.499 | 2882.8193 | 2714.0942 | 2739.7093 | 2722.0369 | 2551.9623 | 2387.2498 | 2189.6171 | 2121.792 | 1995.5612
NEM | Solar PV | 0 | 4.7035e-07 | 7.0873e-07 | 747.0569 | 663.5199 | 613.9581 | 630.883 | 621.8706 | 719.5477 | 775.5519 | 752.0621 | 955.4614 | 857.0093 | 761.2475 | 846.4098 | 811.7437 | 832.7216 | 1001.9164 | 981.5926 | 947.0577 | 1126.3789 | 994.2422 | 912.9845 | 890.8365 | 928.7118
NEM | Grid Battery | 0 | 5.5978e-06 | 6.7531e-06 | 1314.1832 | 1274.4625 | 1137.1114 | 1131.3804 | 1186.4828 | 1066.8345 | 1058.6204 | 974.5243 | 864.0434 | 789.4325 | 659.7472 | 577.7889 | 632.6677 | 595.4332 | 528.286 | 446.6793 | 446.1834 | 569.3375 | 458.7366 | 460.9666 | 270.0318 | 322.371
NEM | PHES | 7114.8238 | 7731.5927 | 5859.2606 | 4687.3211 | 4780.0666 | 3840.6229 | 5121.6209 | 4009.6698 | 3002.9014 | 2596.7326 | 2626.9542 | 2590.5477 | 2169.8078 | 1777.7645 | 1652.5733 | 1274.9632 | 1618.0127 | 1188.48 | 1072.5104 | 911.2644 | 1122.1782 | 807.9441 | 640.3385 | 655.3998 | 813.5473
NEM | VPP | 0 | 0 | 0 | 0 | 0 | 0 | 0 | 0 | 0 | 0 | 0 | 0 | 0 | 0 | 0 | 0 | 0 | 0 | 0 | 0 | 0 | 0 | 0 | 0 | 0
Total |  | 919242.1973 | 741570.1402 | 701346.4941 | 406822.7986 | 369796.3182 | 311175.6085 | 304335.1243 | 281139.1844 | 253650.798 | 202889.4311 | 177222.092 | 189318.559 | 169577.5916 | 154060.9761 | 121447.7684 | 102173.097 | 92418.1846 | 101894.3591 | 78020.654 | 70216.6631 | 77738.8747 | 66332.4679 | 63619.8158 | 56962.5319 | 58232.2552
Region | Technology | 2026-27 | 2027-28 | 2028-29 | 2029-30 | 2030-31 | 2031-32 | 2032-33 | 2033-34 | 2034-35 | 2035-36 | 2036-37 | 2037-38 | 2038-39 | 2039-40 | 2040-41 | 2041-42 | 2042-43 | 2043-44 | 2044-45 | 2045-46 | 2046-47 | 2047-48 | 2048-49 | 2049-50 | 2050-51
NSW1 | Black Coal | 229405.764 | 185095.5231 | 156055.2792 | 48174.6083 | 45808.1613 | 44126.2003 | 38850.1983 | 28954.122 | 24254.148 | 20598.776 | 16633.857 | 18294.9465 | 13227.821 | 11438.807 | 0 | 0 | 0 | 0 | 0 | 0 | 0 | 0 | 0 | 0 | 0
NSW1 | Brown Coal | 0 | 0 | 0 | 0 | 0 | 0 | 0 | 0 | 0 | 0 | 0 | 0 | 0 | 0 | 0 | 0 | 0 | 0 | 0 | 0 | 0 | 0 | 0 | 0 | 0
NSW1 | CCGT | 26658.843 | 16330.3511 | 25991.214 | 26653.308 | 22350.24 | 17335.5105 | 21030.396 | 21070.868 | 16297.608 | 16300.3455 | 15020.0665 | 15017.5145 | 13856.912 | 12725.1745 | 13233.708 | 10536.7735 | 10195.0305 | 5756.6965 | 5345.456 | 4741.7455 | 4843.5735 | 3748.085 | 4109.3315 | 3653.4795 | 3553.8855
NSW1 | Gas - Steam | 0 | 0 | 0 | 0 | 0 | 0 | 0 | 0 | 0 | 0 | 0 | 0 | 0 | 0 | 0 | 0 | 0 | 0 | 0 | 0 | 0 | 0 | 0 | 0 | 0
NSW1 | OCGT / Diesel | 15990.73 | 15443.27 | 19753.4113 | 24874.6829 | 23541.8336 | 19406.0667 | 19531.6898 | 14899.2744 | 18998.8255 | 11553.5147 | 13382.5393 | 16310.2301 | 18875.6831 | 19165.3744 | 22194.5583 | 15301.0756 | 10812.0603 | 21325.5518 | 13345.0822 | 14529.3727 | 16185.3281 | 17932.6723 | 15911.1636 | 16326.979 | 18767.5234
NSW1 | Hydro | 25545.6656 | 20173.0324 | 27547.0805 | 21424.3571 | 16601.6859 | 15178.5196 | 14530.4011 | 15439.5331 | 14779.5663 | 12464.4578 | 9398.7728 | 14004.5467 | 10281.7342 | 8120.6055 | 7392.89 | 5914.2567 | 7294.8095 | 7281.9394 | 6137.1568 | 4356.9477 | 7345.7233 | 5041.6521 | 4048.6033 | 3812.0564 | 3366.8641
NSW1 | Hydrogen Electrolyser | 0.3215 | 0.29499 | 0.27059 | 0.24823 | 11.0713 | 30.8492 | 59.9838 | 98.137 | 143.9269 | 163.3568 | 179.1356 | 191.3622 | 200.3744 | 206.9326 | 210.6583 | 211.9914 | 228.158 | 229.568 | 228.253 | 225.1445 | 220.961 | 215.9864 | 210.4563 | 204.7822 | 198.8022
NSW1 | Wind | 0 | 3.8406e-07 | 5.7745e-07 | 314.1837 | 296.2817 | 262.0438 | 297.7046 | 280.9378 | 260.731 | 248.88 | 259.4898 | 402.8435 | 349.3899 | 360.7745 | 405.2361 | 541.7832 | 650.6187 | 585.3049 | 582.9587 | 594.3892 | 553.0585 | 492.9667 | 460.4816 | 428.749 | 428.0868
NSW1 | Solar PV | 0 | 1.1443e-07 | 1.7772e-07 | 544.8578 | 489.1205 | 444.1799 | 481.0459 | 483.3305 | 454.5746 | 502.0983 | 465.0521 | 383.2676 | 341.8707 | 323.4576 | 326.9574 | 288.6606 | 285.1016 | 360.2374 | 371.2493 | 355.9682 | 373.8956 | 329.4012 | 307.2343 | 282.8817 | 306.009
NSW1 | Grid Battery | 0 | 1.0405e-06 | 1.1716e-06 | 417.7477 | 397.3305 | 349.2054 | 351.5375 | 476.9736 | 420.4922 | 438.8711 | 397.2631 | 338.2182 | 301.5604 | 242.4676 | 215.234 | 194.1375 | 177.5426 | 151.1387 | 122.6265 | 124.9066 | 124.3128 | 89.149 | 85.3184 | 31.6701 | 34.5869
NSW1 | PHES | 2585.9783 | 2705.0267 | 2041.6941 | 1418.5076 | 1509.6168 | 1071.5654 | 1713.1027 | 1282.5178 | 1024.004 | 872.6899 | 904.6698 | 733.5188 | 590.5798 | 488.5238 | 448.2617 | 319.0361 | 481.7085 | 291.0921 | 274.989 | 245.2546 | 326.8359 | 168.7964 | 156.2433 | 153.687 | 200.8164
NSW1 | VPP | 0 | 0 | 0 | 0 | 0 | 0 | 0 | 0 | 0 | 0 | 0 | 0 | 0 | 0 | 0 | 0 | 0 | 0 | 0 | 0 | 0 | 0 | 0 | 0 | 0
Total |  | 300187.3025 | 239747.4983 | 231388.9497 | 123822.5011 | 111005.3417 | 98204.1407 | 96846.0598 | 82985.6942 | 76633.8765 | 63142.9899 | 56640.846 | 65676.4482 | 58025.9256 | 53072.1174 | 44427.5038 | 33307.7147 | 30125.0298 | 35981.5288 | 26407.7715 | 25173.729 | 29973.6886 | 28018.7091 | 25288.8323 | 24894.285 | 26856.5744
Region | Technology | 2026-27 | 2027-28 | 2028-29 | 2029-30 | 2030-31 | 2031-32 | 2032-33 | 2033-34 | 2034-35 | 2035-36 | 2036-37 | 2037-38 | 2038-39 | 2039-40 | 2040-41 | 2041-42 | 2042-43 | 2043-44 | 2044-45 | 2045-46 | 2046-47 | 2047-48 | 2048-49 | 2049-50 | 2050-51
QLD1 | Black Coal | 264763.505 | 229700.7465 | 212710.3118 | 106314.9749 | 98400.2593 | 86249.1507 | 80721.6481 | 80395.8849 | 57041.5576 | 45529.6516 | 36586.0098 | 26585.0603 | 23614.2001 | 22923.2769 | 3653.8411 | 2153.8775 | 0.00012558 | 9.6688e-05 | 7.7786e-05 | 5.2651e-05 | 4.9364e-05 | 4.4416e-05 | 3.8631e-05 | 3.7318e-05 | 4.5564e-05
QLD1 | Brown Coal | 0 | 0 | 0 | 0 | 0 | 0 | 0 | 0 | 0 | 0 | 0 | 0 | 0 | 0 | 0 | 0 | 0 | 0 | 0 | 0 | 0 | 0 | 0 | 0 | 0
QLD1 | CCGT | 11324.2101 | 7496.3514 | 26766.3429 | 31977.8673 | 31311.6469 | 26480.9312 | 28405.125 | 26152.6075 | 25623.6374 | 20131.3741 | 16086.3116 | 20602.2422 | 18078.3129 | 14740.3303 | 14599.4828 | 11118.8655 | 12161.0716 | 11224.9639 | 9106.9124 | 4369.6458 | 2615.1848 | 2343.8962 | 2235.8688 | 1915.2571 | 1.5576e-05
QLD1 | Gas - Steam | 2174.6502 | 1821.364 | 1887.0848 | 1741.025 | 1633.399 | 1446.6971 | 1369.0299 | 1313.4631 | 1174.052 | 1023.7025 | 1018.9095 | 948.0602 | 814.1175 | 731.7036 | 684.8088 | 620.2452 | 636.1886 | 546.9986 | 475.6179 | 449.2447 | 457.4146 | 383.9285 | 353.7806 | 326.3728 | 0
QLD1 | OCGT / Diesel | 1.0188e-05 | 1.2879e-05 | 1012.7267 | 2639.9172 | 4835.2309 | 2582.4554 | 3048.9329 | 2470.0775 | 5548.3325 | 3000.6206 | 4451.2577 | 8223.499 | 11091.9723 | 11719.2196 | 12831.7803 | 9156.8397 | 8577.0474 | 9481.0376 | 6851.0847 | 7326.7991 | 6138.2886 | 4931.2066 | 5347.2908 | 2095.3982 | 958.2896
QLD1 | Hydro | 5605.7632 | 5195.4305 | 4918.1549 | 4555.7103 | 4243.4494 | 3909.6282 | 3573.2726 | 3479.9646 | 3161.4599 | 3028.8253 | 2777.8454 | 822.5667 | 710.0769 | 534.9668 | 592.9734 | 388.8421 | 1.0814 | 2.3376e-08 | 2.2472e-08 | 2.0256e-08 | 1.92e-08 | 1.7513e-08 | 1.0038 | 1.8052e-08 | 3.6207e-08
QLD1 | Hydrogen Electrolyser | 16.5569 | 15.1904 | 13.934 | 12.7839 | 13.485 | 15.7387 | 19.9667 | 26.3154 | 61.439 | 64.7939 | 66.6087 | 67.5619 | 68.568 | 69.4995 | 70.5151 | 71.4318 | 73.4558 | 74.8533 | 75.8276 | 76.2391 | 76.4828 | 76.6722 | 76.4011 | 75.6525 | 74.4742
QLD1 | Wind | 0 | 4.7467e-07 | 5.6733e-07 | 518.2159 | 490.492 | 454.5382 | 536.4389 | 567.2151 | 656.1748 | 656.6213 | 850.6879 | 776.5461 | 709.6721 | 672.2476 | 627.3495 | 825.6743 | 793.4651 | 770.6324 | 754.9584 | 745.5562 | 666.8393 | 610.2387 | 581.4515 | 532.3595 | 543.0299
QLD1 | Solar PV | 0 | 1.2254e-07 | 1.7661e-07 | 101.5036 | 79.5564 | 80.0902 | 67.9123 | 62.6636 | 66.8396 | 75.4758 | 93.6105 | 393.7117 | 353.2919 | 297.3765 | 383.6063 | 371.0082 | 405.8578 | 455.2623 | 426.3437 | 406.4934 | 590.5993 | 521.6471 | 474.3424 | 479.1076 | 500.5736
QLD1 | Grid Battery | 0 | 1.0965e-06 | 1.2551e-06 | 412.9549 | 386.7996 | 367.6787 | 346.8244 | 319.3879 | 287.6339 | 276.6094 | 251.0113 | 234.3347 | 223.4238 | 198.1991 | 182.3417 | 260.8192 | 240.3903 | 225.0803 | 194.1111 | 181.6203 | 315.6074 | 272.692 | 286.7015 | 226.9891 | 270.3481
QLD1 | PHES | 4528.8455 | 5026.566 | 3817.5665 | 3268.8135 | 3270.4498 | 2769.0575 | 3408.5182 | 2727.152 | 1978.8974 | 1724.0427 | 1722.2844 | 1857.0289 | 1579.228 | 1289.2406 | 1204.3116 | 955.9271 | 1136.3042 | 897.3879 | 797.5214 | 666.0098 | 795.3423 | 639.1477 | 484.0953 | 501.7128 | 612.7309
QLD1 | VPP | 0 | 0 | 0 | 0 | 0 | 0 | 0 | 0 | 0 | 0 | 0 | 0 | 0 | 0 | 0 | 0 | 0 | 0 | 0 | 0 | 0 | 0 | 0 | 0 | 0
Total |  | 288413.5309 | 249255.6488 | 251126.1216 | 151543.7664 | 144664.7683 | 124355.9659 | 121497.6689 | 117514.7317 | 95600.0242 | 75511.7172 | 63904.5368 | 60510.6118 | 57242.8634 | 53176.0606 | 34831.0108 | 25923.5306 | 24024.8623 | 23676.2164 | 18682.3774 | 14221.6084 | 11655.7591 | 9779.429 | 9840.9359 | 6152.8496 | 2959.4463
Region | Technology | 2026-27 | 2027-28 | 2028-29 | 2029-30 | 2030-31 | 2031-32 | 2032-33 | 2033-34 | 2034-35 | 2035-36 | 2036-37 | 2037-38 | 2038-39 | 2039-40 | 2040-41 | 2041-42 | 2042-43 | 2043-44 | 2044-45 | 2045-46 | 2046-47 | 2047-48 | 2048-49 | 2049-50 | 2050-51
VIC1 | Black Coal | 0 | 0 | 0 | 0 | 0 | 0 | 0 | 0 | 0 | 0 | 0 | 0 | 0 | 0 | 0 | 0 | 0 | 0 | 0 | 0 | 0 | 0 | 0 | 0 | 0
VIC1 | Brown Coal | 200266.838 | 164675.3421 | 109692.9601 | 17873.4161 | 10856.2361 | 0.00011593 | 0.00010651 | 9.7273e-05 | 5.1245e-05 | 1.745e-05 | 1.4181e-05 | 1.3172e-05 | 1.2383e-05 | 1.1705e-05 | 1.0854e-05 | 9.7014e-06 | 8.4658e-06 | 7.9192e-06 | 6.9971e-06 | 5.4208e-06 | 5.0549e-06 | 0 | 0 | 0 | 0
VIC1 | CCGT | 0 | 0 | 0 | 0 | 0 | 0 | 0 | 0 | 0 | 0 | 0 | 0 | 0 | 0 | 0 | 0 | 0 | 0 | 0 | 0 | 0 | 0 | 0 | 0 | 0
VIC1 | Gas - Steam | 36.3862 | 1.6336e-06 | 823.1448 | 1431.811 | 1658.793 | 893.5828 | 1363.4015 | 562.5866 | 1485.3168 | 679.037 | 597.3463 | 1367.3415 | 904.7586 | 0 | 0 | 0 | 0 | 0 | 0 | 0 | 0 | 0 | 0 | 0 | 0
VIC1 | OCGT / Diesel | 68.9227 | 2.3826 | 2254.2549 | 4213.1458 | 4001.4476 | 1791.918 | 4995.9996 | 1582.6491 | 3009.6309 | 1525.2737 | 1212.6781 | 3829.7018 | 2431.4878 | 4116.9897 | 3998.2939 | 7663.6848 | 2185.6881 | 6668.0261 | 4264.8596 | 4154.8868 | 6182.9279 | 2986.6605 | 6404.7147 | 5317.0411 | 8092.2507
VIC1 | Hydro | 26699.2103 | 20876.7036 | 29266.1122 | 22938.2456 | 18360.1537 | 17119.3714 | 14618.1534 | 16835.4548 | 16025.1746 | 14245.4955 | 11146.6516 | 15796.5164 | 12358.0052 | 9958.2639 | 9243.5755 | 7943.822 | 9085.535 | 8700.7453 | 7746.7287 | 6069.0435 | 8552.8437 | 6713.1766 | 5415.9961 | 5056.2409 | 4281.7068
VIC1 | Hydrogen Electrolyser | 6.8727 | 6.3061 | 5.7844 | 5.307 | 11.0387 | 28.9274 | 61.1754 | 106.3411 | 163.3431 | 191.3255 | 214.9378 | 234.2865 | 249.5179 | 260.7508 | 268.3999 | 272.3132 | 277.3886 | 278.4842 | 275.7098 | 269.3258 | 260.3715 | 249.8717 | 238.8381 | 227.8067 | 217.0939
VIC1 | Wind | 0 | 4.4992e-07 | 126.1257 | 785.8831 | 705.0895 | 833.5836 | 834.3579 | 974.0626 | 1254.3728 | 1326.1611 | 1334.5792 | 1222.9417 | 1243.5269 | 1197.8356 | 1217.6679 | 1041.1425 | 1033.7951 | 997.3486 | 1006.6441 | 999.4655 | 969.0567 | 940.9634 | 841.7241 | 854.4236 | 743.8356
VIC1 | Solar PV | 0 | 6.9543e-08 | 9.8941e-08 | 33.7481 | 36.8094 | 33.9175 | 33.0475 | 30.7604 | 151.5382 | 153.6802 | 148.8559 | 133.6634 | 122.6954 | 104.7042 | 100.2889 | 95.7496 | 88.4781 | 84.1135 | 85.0916 | 83.4943 | 70.939 | 64.2619 | 60.9675 | 58.0345 | 56.383
VIC1 | Grid Battery | 0 | 1.4873e-06 | 1.8582e-06 | 386.109 | 397.5813 | 337.6904 | 351.7739 | 314.8693 | 292.1081 | 279.2386 | 266.8905 | 238.0795 | 215.6637 | 176.3214 | 145.6976 | 133.1907 | 135.6698 | 112.8183 | 96.0508 | 104.2815 | 97.1517 | 70.7946 | 65.6477 | 5.1199 | 6.1897
VIC1 | PHES | 0 | 0 | 0 | 0 | 0 | 0 | 0 | 0 | 0 | 0 | 0 | 0 | 0 | 0 | 0 | 0 | 0 | 0 | 0 | 0 | 0 | 0 | 0 | 0 | 0
VIC1 | VPP | 0 | 0 | 0 | 0 | 0 | 0 | 0 | 0 | 0 | 0 | 0 | 0 | 0 | 0 | 0 | 0 | 0 | 0 | 0 | 0 | 0 | 0 | 0 | 0 | 0
Total |  | 227078.2299 | 185560.7344 | 142168.382 | 47667.6656 | 36027.1493 | 21038.9912 | 22257.9093 | 20406.7239 | 22381.4846 | 18400.2116 | 14921.9394 | 22822.5308 | 17525.6555 | 15814.8656 | 14973.9238 | 17149.9028 | 12806.5547 | 16841.536 | 13475.0846 | 11680.4975 | 16133.2905 | 11025.7287 | 13027.8882 | 11518.6666 | 13397.4597
Region | Technology | 2026-27 | 2027-28 | 2028-29 | 2029-30 | 2030-31 | 2031-32 | 2032-33 | 2033-34 | 2034-35 | 2035-36 | 2036-37 | 2037-38 | 2038-39 | 2039-40 | 2040-41 | 2041-42 | 2042-43 | 2043-44 | 2044-45 | 2045-46 | 2046-47 | 2047-48 | 2048-49 | 2049-50 | 2050-51
SA1 | Black Coal | 0 | 0 | 0 | 0 | 0 | 0 | 0 | 0 | 0 | 0 | 0 | 0 | 0 | 0 | 0 | 0 | 0 | 0 | 0 | 0 | 0 | 0 | 0 | 0 | 0
SA1 | Brown Coal | 0 | 0 | 0 | 0 | 0 | 0 | 0 | 0 | 0 | 0 | 0 | 0 | 0 | 0 | 0 | 0 | 0 | 0 | 0 | 0 | 0 | 0 | 0 | 0 | 0
SA1 | CCGT | 12218.1392 | 6739.605 | 14649.219 | 12750.402 | 13559.903 | 11102.429 | 11207.804 | 11446.687 | 9683.407 | 6371.982 | 6238.015 | 8.0407e-06 | 7.4785e-06 | 6.91e-06 | 6.3997e-06 | 5.9081e-06 | 5.728e-06 | 5.7378e-06 | 5.1179e-06 | 4.8369e-06 | 4.6474e-06 | 4.3498e-06 | 4.0688e-06 | 3.7758e-06 | 1.4345e-05
SA1 | Gas - Steam | 0 | 0 | 0 | 0 | 0 | 0 | 0 | 0 | 0 | 0 | 0 | 0 | 0 | 0 | 0 | 0 | 0 | 0 | 0 | 0 | 0 | 0 | 0 | 0 | 0
SA1 | OCGT / Diesel | 8984.8602 | 182.1475 | 3841.502 | 6299.7649 | 5151.8852 | 4519.5194 | 4997.6948 | 3709.6533 | 3699.893 | 1801.8433 | 1833.2218 | 2763.1345 | 3277.1525 | 3458.0646 | 3020.7239 | 2801.7163 | 2105.0967 | 2937.4226 | 948.7293 | 961.0767 | 1127.5332 | 1148.0408 | 1163.4453 | 1113.6938 | 1550.8447
SA1 | Hydro | 0 | 0 | 0 | 0 | 0 | 0 | 0 | 0 | 0 | 0 | 0 | 0 | 0 | 0 | 0 | 0 | 0 | 0 | 0 | 0 | 0 | 0 | 0 | 0 | 0
SA1 | Hydrogen Electrolyser | 0.71472 | 0.65571 | 0.60151 | 75.9886 | 71.2419 | 67.3895 | 64.8421 | 63.3466 | 62.8612 | 61.1425 | 59.445 | 57.7283 | 55.9838 | 54.1556 | 52.1975 | 50.228 | 60.8894 | 59.8609 | 58.924 | 57.9975 | 57.1458 | 56.3485 | 55.3222 | 53.9992 | 52.3846
SA1 | Wind | 0 | 4.4287e-07 | 6.7099e-07 | 11.1455 | 10.1891 | 10.1718 | 8.5134 | 8.7201 | 7.0829 | 8.1029 | 41.4022 | 192.5229 | 211.1592 | 207.7552 | 212.1745 | 187.7959 | 189.6375 | 160.3947 | 202.1343 | 195.9579 | 193.7315 | 182.6167 | 170.0883 | 170.484 | 148.1317
SA1 | Solar PV | 0 | 1.1376e-07 | 1.8355e-07 | 66.9475 | 58.0335 | 55.7704 | 48.8773 | 45.1162 | 46.5953 | 44.2976 | 44.5435 | 44.8186 | 39.1514 | 35.7092 | 35.5571 | 56.3252 | 53.2841 | 102.3032 | 98.9079 | 101.1017 | 90.9451 | 78.932 | 70.4402 | 70.8127 | 65.7463
SA1 | Grid Battery | 0 | 1.0493e-06 | 1.3969e-06 | 97.3717 | 92.751 | 82.5369 | 81.2446 | 75.252 | 66.6002 | 63.9013 | 59.3594 | 53.411 | 48.7846 | 42.7591 | 34.5156 | 44.5202 | 41.8305 | 39.2487 | 33.8909 | 35.3749 | 32.2657 | 26.101 | 23.2989 | 6.2528 | 11.2463
SA1 | PHES | 0 | 0 | 0 | 0 | 0 | 0 | 0 | 0 | 0 | 0 | 0 | 0 | 0 | 0 | 0 | 0 | 0 | 0 | 0 | 0 | 0 | 0 | 0 | 0 | 0
SA1 | VPP | 0 | 0 | 0 | 0 | 0 | 0 | 0 | 0 | 0 | 0 | 0 | 0 | 0 | 0 | 0 | 0 | 0 | 0 | 0 | 0 | 0 | 0 | 0 | 0 | 0
Total |  | 21203.7141 | 6922.4082 | 18491.3226 | 19301.6202 | 18944.0036 | 15837.8169 | 16408.9762 | 15348.7752 | 13566.4396 | 8351.2695 | 8275.987 | 3111.6153 | 3632.2315 | 3798.4438 | 3355.1685 | 3140.5857 | 2450.7383 | 3299.2302 | 1342.5865 | 1351.5087 | 1501.6212 | 1492.0391 | 1482.5949 | 1415.2424 | 1828.3535
Region | Technology | 2026-27 | 2027-28 | 2028-29 | 2029-30 | 2030-31 | 2031-32 | 2032-33 | 2033-34 | 2034-35 | 2035-36 | 2036-37 | 2037-38 | 2038-39 | 2039-40 | 2040-41 | 2041-42 | 2042-43 | 2043-44 | 2044-45 | 2045-46 | 2046-47 | 2047-48 | 2048-49 | 2049-50 | 2050-51
TAS1 | Black Coal | 0 | 0 | 0 | 0 | 0 | 0 | 0 | 0 | 0 | 0 | 0 | 0 | 0 | 0 | 0 | 0 | 0 | 0 | 0 | 0 | 0 | 0 | 0 | 0 | 0
TAS1 | Brown Coal | 0 | 0 | 0 | 0 | 0 | 0 | 0 | 0 | 0 | 0 | 0 | 0 | 0 | 0 | 0 | 0 | 0 | 0 | 0 | 0 | 0 | 0 | 0 | 0 | 0
TAS1 | CCGT | 0 | 1.3764e-06 | 1.2891e-06 | 1.0948e-06 | 1.9957e-06 | 1.9053e-06 | 2.5126e-06 | 2.3889e-06 | 2.2336e-06 | 2.1868e-06 | 2.0512e-06 | 2.4873e-06 | 2.3258e-06 | 2.2695e-06 | 2.1109e-06 | 2.0914e-06 | 1.9667e-06 | 1.8348e-06 | 1.8323e-06 | 1.713e-06 | 1.712e-06 | 1.6007e-06 | 1.7027e-06 | 1.5916e-06 | 2.5401e-06
TAS1 | Gas - Steam | 0 | 0 | 0 | 0 | 0 | 0 | 0 | 0 | 0 | 0 | 0 | 0 | 0 | 0 | 0 | 0 | 0 | 0 | 0 | 0 | 0 | 0 | 0 | 0 | 0
TAS1 | OCGT / Diesel | 3.0895e-06 | 5.0582e-06 | 4.8577e-06 | 7.9626 | 13.7537 | 16.4616 | 58.5444 | 4.3529 | 322.2378 | 172.172 | 275.5147 | 401.5356 | 485.6981 | 484.9364 | 153.2992 | 126.9 | 122.0375 | 229.2652 | 118.1468 | 149.595 | 106.698 | 144.9502 | 121.3517 | 108.3079 | 8.234e-06
TAS1 | Hydro | 82359.42 | 59901.6774 | 57930.6159 | 64182.5704 | 58822.0837 | 51369.9482 | 46924.6783 | 44524.1825 | 44794.0358 | 36967.2558 | 32858.4682 | 36475.1745 | 32349.3907 | 27443.3837 | 23443.0374 | 22288.2228 | 22652.9949 | 21645.923 | 17781.8119 | 17433.6154 | 18179.7393 | 15693.1364 | 13705.2167 | 12721.2144 | 13042.6712
TAS1 | Hydrogen Electrolyser | 0 | 0 | 0 | 0 | 7.6166 | 14.242 | 20.0722 | 25.267 | 29.9339 | 28.447 | 27.0605 | 25.7479 | 24.4903 | 23.269 | 22.1084 | 21.1373 | 20.6642 | 20.246 | 19.8616 | 19.4409 | 18.8017 | 18.0112 | 17.1245 | 16.19 | 15.273
TAS1 | Wind | 0 | 182.173 | 241.1023 | 296.7122 | 311.6011 | 338.0419 | 321.2152 | 329.4569 | 322.7656 | 315.368 | 317.7393 | 294.8949 | 291.3366 | 247.8996 | 241.7165 | 215.1031 | 215.3029 | 200.4136 | 193.0137 | 186.6681 | 169.2763 | 160.4643 | 135.8716 | 135.7759 | 132.4772
TAS1 | Solar PV | 0 | 5.0069e-08 | 7.1907e-08 | 1.4416e-07 | 1.485e-07 | 1.4595e-07 | 1.468e-07 | 1.3377e-07 | 1.1815e-07 | 1.4774e-07 | 1.3822e-07 | 1.7067e-07 | 1.5916e-07 | 2.4493e-07 | 2.251e-07 | 2.2301e-07 | 2.1164e-07 | 1.9018e-07 | 1.825e-07 | 1.6894e-07 | 1.6923e-07 | 1.5514e-07 | 1.6239e-07 | 1.4579e-07 | 1.409e-07
TAS1 | Grid Battery | 0 | 9.2418e-07 | 1.0713e-06 | 2.829e-06 | 2.8518e-06 | 3.2075e-06 | 2.6603e-06 | 2.6648e-06 | 2.944e-06 | 3.0256e-06 | 2.7459e-06 | 2.811e-06 | 2.6381e-06 | 3.4393e-06 | 3.2618e-06 | 4.0656e-06 | 3.6443e-06 | 3.6507e-06 | 3.6647e-06 | 3.4396e-06 | 3.215e-06 | 2.8561e-06 | 2.6549e-06 | 2.8103e-06 | 2.7187e-06
TAS1 | PHES | 0 | 0 | 2.5356e-07 | 4.3341e-07 | 4.2799e-07 | 4.2783e-07 | 4.1559e-07 | 4.443e-07 | 6.3173e-07 | 7.5472e-07 | 7.0296e-07 | 1.1804e-06 | 1.1088e-06 | 1.0572e-06 | 1.0126e-06 | 1.8904e-06 | 1.8127e-06 | 1.7988e-06 | 1.7191e-06 | 1.6286e-06 | 1.4402e-06 | 1.3477e-06 | 1.2414e-06 | 1.2072e-06 | 1.1008e-06
TAS1 | VPP | 0 | 0 | 0 | 0 | 0 | 0 | 0 | 0 | 0 | 0 | 0 | 0 | 0 | 0 | 0 | 0 | 0 | 0 | 0 | 0 | 0 | 0 | 0 | 0 | 0
Total |  | 82359.42 | 60083.8505 | 58171.7182 | 64487.2452 | 59155.0552 | 51738.6938 | 47324.5101 | 44883.2594 | 45468.9731 | 37483.2428 | 33478.7828 | 37197.3529 | 33150.9157 | 28199.4887 | 23860.1615 | 22651.3633 | 23010.9995 | 22095.8478 | 18112.834 | 17789.3194 | 18474.5153 | 16016.5621 | 13979.5645 | 12981.4883 | 13190.4213
Explicitly modelled load
Region | Technology | 2026-27 | 2027-28 | 2028-29 | 2029-30 | 2030-31 | 2031-32 | 2032-33 | 2033-34 | 2034-35 | 2035-36 | 2036-37 | 2037-38 | 2038-39 | 2039-40 | 2040-41 | 2041-42 | 2042-43 | 2043-44 | 2044-45 | 2045-46 | 2046-47 | 2047-48 | 2048-49 | 2049-50 | 2050-51
NEM | Grid Battery Pump | 0 | 0 | 0 | 0 | 0 | 0 | 0 | 0 | 0 | 0 | 0 | 0 | 0 | 0 | 0 | 0 | 0 | 0 | 0 | 0 | 0 | 0 | 0 | 0 | 0
NEM | PHES Pump | 20228.2911 | 21922.1436 | 17385.6079 | 13899.0111 | 14372.4998 | 11615.5611 | 14903.3659 | 11768.9151 | 9552.6325 | 7270.123 | 7335.0025 | 6733.6013 | 5274.8868 | 4309.6499 | 4203.8161 | 3050.788 | 4000.4584 | 3041.8924 | 2792.3719 | 2332.3848 | 2911.6995 | 1802.4412 | 1624.9361 | 1591.5065 | 2046.8682
NEM | VPP Pump | 0 | 0 | 0 | 0 | 0 | 0 | 0 | 0 | 0 | 0 | 0 | 0 | 0 | 0 | 0 | 0 | 0 | 0 | 0 | 0 | 0 | 0 | 0 | 0 | 0
Region | Technology | 2026-27 | 2027-28 | 2028-29 | 2029-30 | 2030-31 | 2031-32 | 2032-33 | 2033-34 | 2034-35 | 2035-36 | 2036-37 | 2037-38 | 2038-39 | 2039-40 | 2040-41 | 2041-42 | 2042-43 | 2043-44 | 2044-45 | 2045-46 | 2046-47 | 2047-48 | 2048-49 | 2049-50 | 2050-51
NSW1 | Grid Battery Pump | 0 | 0 | 0 | 0 | 0 | 0 | 0 | 0 | 0 | 0 | 0 | 0 | 0 | 0 | 0 | 0 | 0 | 0 | 0 | 0 | 0 | 0 | 0 | 0 | 0
NSW1 | PHES Pump | 13784.0196 | 14733.2661 | 11917.0594 | 9249.9276 | 9699.6973 | 7641.5571 | 10050.8609 | 7872.3586 | 6710.7927 | 5534.8086 | 5506.5441 | 4677.8279 | 3601.6139 | 2992.5037 | 2953.7022 | 2081.507 | 2741.9089 | 2101.8309 | 1950.3586 | 1645.5078 | 2051.2803 | 1127.4228 | 1094.4991 | 1070.9819 | 1388.6555
NSW1 | VPP Pump | 0 | 0 | 0 | 0 | 0 | 0 | 0 | 0 | 0 | 0 | 0 | 0 | 0 | 0 | 0 | 0 | 0 | 0 | 0 | 0 | 0 | 0 | 0 | 0 | 0
Region | Technology | 2026-27 | 2027-28 | 2028-29 | 2029-30 | 2030-31 | 2031-32 | 2032-33 | 2033-34 | 2034-35 | 2035-36 | 2036-37 | 2037-38 | 2038-39 | 2039-40 | 2040-41 | 2041-42 | 2042-43 | 2043-44 | 2044-45 | 2045-46 | 2046-47 | 2047-48 | 2048-49 | 2049-50 | 2050-51
QLD1 | Grid Battery Pump | 0 | 0 | 0 | 0 | 0 | 0 | 0 | 0 | 0 | 0 | 0 | 0 | 0 | 0 | 0 | 0 | 0 | 0 | 0 | 0 | 0 | 0 | 0 | 0 | 0
QLD1 | PHES Pump | 6444.2715 | 7188.8775 | 5468.5485 | 4649.0835 | 4672.8025 | 3974.004 | 4852.505 | 3896.5565 | 2841.8398 | 1735.3144 | 1828.4584 | 2055.7734 | 1673.2729 | 1317.1462 | 1250.1139 | 969.281 | 1258.5495 | 940.0616 | 842.0132 | 686.877 | 860.4193 | 675.0184 | 530.437 | 520.5246 | 658.2127
QLD1 | VPP Pump | 0 | 0 | 0 | 0 | 0 | 0 | 0 | 0 | 0 | 0 | 0 | 0 | 0 | 0 | 0 | 0 | 0 | 0 | 0 | 0 | 0 | 0 | 0 | 0 | 0
Region | Technology | 2026-27 | 2027-28 | 2028-29 | 2029-30 | 2030-31 | 2031-32 | 2032-33 | 2033-34 | 2034-35 | 2035-36 | 2036-37 | 2037-38 | 2038-39 | 2039-40 | 2040-41 | 2041-42 | 2042-43 | 2043-44 | 2044-45 | 2045-46 | 2046-47 | 2047-48 | 2048-49 | 2049-50 | 2050-51
VIC1 | Grid Battery Pump | 0 | 0 | 0 | 0 | 0 | 0 | 0 | 0 | 0 | 0 | 0 | 0 | 0 | 0 | 0 | 0 | 0 | 0 | 0 | 0 | 0 | 0 | 0 | 0 | 0
VIC1 | PHES Pump | 0 | 0 | 0 | 0 | 0 | 0 | 0 | 0 | 0 | 0 | 0 | 0 | 0 | 0 | 0 | 0 | 0 | 0 | 0 | 0 | 0 | 0 | 0 | 0 | 0
VIC1 | VPP Pump | 0 | 0 | 0 | 0 | 0 | 0 | 0 | 0 | 0 | 0 | 0 | 0 | 0 | 0 | 0 | 0 | 0 | 0 | 0 | 0 | 0 | 0 | 0 | 0 | 0
Region | Technology | 2026-27 | 2027-28 | 2028-29 | 2029-30 | 2030-31 | 2031-32 | 2032-33 | 2033-34 | 2034-35 | 2035-36 | 2036-37 | 2037-38 | 2038-39 | 2039-40 | 2040-41 | 2041-42 | 2042-43 | 2043-44 | 2044-45 | 2045-46 | 2046-47 | 2047-48 | 2048-49 | 2049-50 | 2050-51
SA1 | Grid Battery Pump | 0 | 0 | 0 | 0 | 0 | 0 | 0 | 0 | 0 | 0 | 0 | 0 | 0 | 0 | 0 | 0 | 0 | 0 | 0 | 0 | 0 | 0 | 0 | 0 | 0
SA1 | PHES Pump | 0 | 0 | 0 | 0 | 0 | 0 | 0 | 0 | 0 | 0 | 0 | 0 | 0 | 0 | 0 | 0 | 0 | 0 | 0 | 0 | 0 | 0 | 0 | 0 | 0
SA1 | VPP Pump | 0 | 0 | 0 | 0 | 0 | 0 | 0 | 0 | 0 | 0 | 0 | 0 | 0 | 0 | 0 | 0 | 0 | 0 | 0 | 0 | 0 | 0 | 0 | 0 | 0
Region | Technology | 2026-27 | 2027-28 | 2028-29 | 2029-30 | 2030-31 | 2031-32 | 2032-33 | 2033-34 | 2034-35 | 2035-36 | 2036-37 | 2037-38 | 2038-39 | 2039-40 | 2040-41 | 2041-42 | 2042-43 | 2043-44 | 2044-45 | 2045-46 | 2046-47 | 2047-48 | 2048-49 | 2049-50 | 2050-51
TAS1 | Grid Battery Pump | 0 | 0 | 0 | 0 | 0 | 0 | 0 | 0 | 0 | 0 | 0 | 0 | 0 | 0 | 0 | 0 | 0 | 0 | 0 | 0 | 0 | 0 | 0 | 0 | 0
TAS1 | PHES Pump | 0 | 0 | 0 | 0 | 0 | 0 | 0 | 0 | 0 | 0 | 0 | 0 | 0 | 0 | 0 | 0 | 0 | 0 | 0 | 0 | 0 | 0 | 0 | 0 | 0
TAS1 | VPP Pump | 0 | 0 | 0 | 0 | 0 | 0 | 0 | 0 | 0 | 0 | 0 | 0 | 0 | 0 | 0 | 0 | 0 | 0 | 0 | 0 | 0 | 0 | 0 | 0 | 0

## ML2_FOM Cost
FOM cost by technology ($000s) - ML2, Step Change Scenario
FOM | Real June 2025 dollars discounted to 1 July 2025. For new entrant capacity, the FOM is incurred annually in modelling. For existing capacity that retires early as part of the least-cost solution, the associated FOM savings are presented as a negative cost that continues until the assumed fixed date retirement. For existing, committed and anticipated generators that do not retire early, FOM costs are not included since there will be no difference in these costs between the Base Case and option case.
Explicitly modelled generation
Region | Technology | 2026-27 | 2027-28 | 2028-29 | 2029-30 | 2030-31 | 2031-32 | 2032-33 | 2033-34 | 2034-35 | 2035-36 | 2036-37 | 2037-38 | 2038-39 | 2039-40 | 2040-41 | 2041-42 | 2042-43 | 2043-44 | 2044-45 | 2045-46 | 2046-47 | 2047-48 | 2048-49 | 2049-50 | 2050-51
NEM | Black Coal | 0 | 0 | -89855.0479 | -212040.0938 | -198168.3119 | -171040.547 | -159399.4528 | -94493.0503 | -109375.6616 | -74749.7092 | -65211.3997 | -49913.3151 | -50685.6723 | -47495.1652 | -46219.4234 | -55434.274 | -42414.3606 | -35902.0358 | -29877.5764 | -24576.2854 | -19840.7497 | -18591.8356 | -17326.4672 | -16192.96 | -15133.6074
NEM | Brown Coal | 0 | -28875.214 | -26909.9557 | -125972.0007 | -129119.186 | -133131.3228 | -124070.347 | -115953.5953 | -108367.846 | -34798.7741 | -32430.3544 | -30308.7424 | -28325.9275 | -26542.8975 | -24736.3764 | -23118.1087 | -21605.7091 | -20245.6962 | -18867.7653 | -17633.4255 | -16479.8369 | 0 | 0 | 0 | 0
NEM | CCGT | 0 | 0 | 0 | 0 | 0 | 0 | 1.2284e-06 | 2.3196e-06 | 2.1678e-06 | 2.0314e-06 | 1.8931e-06 | 9.6625e-06 | 9.0304e-06 | 8.462e-06 | 7.886e-06 | 7.3701e-06 | 6.888e-06 | 6.4544e-06 | 6.0151e-06 | 5.6216e-06 | 7.935e-06 | 7.4355e-06 | 9.1194e-06 | 8.5228e-06 | 2.0153e-05
NEM | Gas - Steam | 0 | 0 | 0 | 0 | 0 | 0 | 0 | 0 | 0 | 0 | 0 | 0 | 0 | 0 | 0 | 0 | 0 | 0 | 0 | 0 | 0 | 0 | 0 | 0 | 0
NEM | OCGT / Diesel | 0 | 5.4116e-06 | 5.0433e-06 | 4.7134e-06 | 4.405e-06 | 4.1277e-06 | 3.8468e-06 | 7.6167e-06 | 7.1184e-06 | 536.42 | 499.9111 | 5758.5707 | 5381.8418 | 5043.0714 | 4699.8378 | 17067.8001 | 15951.2151 | 18484.084 | 23699.6036 | 22149.1623 | 25994.5366 | 24358.2605 | 26181.5947 | 24468.7801 | 26958.6179
NEM | Hydrogen Electrolyser | 0 | 0 | 0 | 0 | 0 | 0 | 0 | 0 | 0 | 0 | 0 | 0 | 0 | 0 | 0 | 0 | 0 | 0 | 0 | 0 | 0 | 0 | 0 | 0 | 0
NEM | Hydrogen Electrolyser | 0 | 0 | 0 | 0 | 9371.4652 | 12389.5126 | 18192.3187 | 25809.7432 | 37832.8075 | 42314.0344 | 46172.9794 | 49439.2705 | 52106.368 | 54492.5042 | 56028.9117 | 52630.4455 | 60237.8184 | 59357.9718 | 55906.0113 | 58003.5025 | 58488.1167 | 54859.1604 | 51125.4221 | 50271.7262 | 46982.9217
NEM | Wind | 0 | 16029.5556 | 89080.1782 | 343208.305 | 323574.5445 | 360338.6678 | 416448.5659 | 470524.8295 | 582530.2235 | 587092.9105 | 652238.9729 | 732603.4672 | 762382.2472 | 812888.1181 | 772723.4623 | 764141.3335 | 741212.0496 | 703846.0824 | 669615.7141 | 632558.4236 | 614603.8567 | 580158.2405 | 540831.0685 | 505449.5966 | 472382.8005
NEM | Solar PV | 0 | 4.9013e-05 | 5.4258e-05 | 67629.6751 | 63205.3038 | 59226.7245 | 55195.7278 | 51584.7923 | 59092.5953 | 55372.8984 | 52948.3906 | 74219.5841 | 69510.667 | 65135.1844 | 69481.8131 | 67787.512 | 67582.4282 | 84351.078 | 79710.835 | 75030.2258 | 93540.2842 | 87860.3203 | 86386.6159 | 80870.8882 | 75580.2694
NEM | Grid Battery | 0 | 0.00020787 | 0.00029127 | 116347.3834 | 108735.8723 | 101891.2838 | 94956.5186 | 101397.0683 | 99452.1207 | 93191.9157 | 86849.2333 | 81167.5078 | 75857.4839 | 71082.4888 | 66244.5836 | 73673.5528 | 68853.7877 | 64519.6536 | 60256.6492 | 56314.6254 | 65529.8273 | 61404.9263 | 65310.4831 | 61037.835 | 60294.6224
NEM | PHES | 0 | 0 | 6.233e-05 | 0.00010128 | 0.0001016 | 9.5205e-05 | 8.8725e-05 | 0.00026644 | 0.00026794 | 0.00026729 | 0.0002491 | 0.00030218 | 0.00028241 | 0.00026464 | 0.00024662 | 0.00035472 | 0.00033152 | 0.00031552 | 0.00029405 | 0.00027481 | 0.00025683 | 0.00024066 | 0.00022429 | 0.00020961 | 0.0001959
NEM | VPP | 0 | 0 | 0 | 0 | 0 | 0 | 0 | 0 | 0 | 0 | 0 | 0 | 0 | 0 | 0 | 0 | 0 | 0 | 0 | 0 | 0 | 0 | 0 | 0 | 0
Total |  | 0 | -12845.6582 | -27684.8251 | 189173.2691 | 177599.688 | 229674.319 | 301323.3314 | 438869.7881 | 561164.2396 | 668959.696 | 741067.7334 | 862966.3431 | 886227.0084 | 934603.3045 | 898222.8089 | 896748.2615 | 889817.2295 | 874411.1382 | 840443.4718 | 801846.229 | 821836.035 | 790049.0727 | 752508.7173 | 705905.8664 | 667065.6246
Region | Technology | 2026-27 | 2027-28 | 2028-29 | 2029-30 | 2030-31 | 2031-32 | 2032-33 | 2033-34 | 2034-35 | 2035-36 | 2036-37 | 2037-38 | 2038-39 | 2039-40 | 2040-41 | 2041-42 | 2042-43 | 2043-44 | 2044-45 | 2045-46 | 2046-47 | 2047-48 | 2048-49 | 2049-50 | 2050-51
NSW1 | Black Coal | 0 | 0 | -21460.4398 | -76084.1357 | -71106.6688 | -66630.7229 | -62095.8068 | -3555.0634 | -3322.4892 | -3113.3487 | -2901.4529 | -2711.6382 | -6571.9555 | -6158.2711 | 0 | 0 | 0 | 0 | 0 | 0 | 0 | 0 | 0 | 0 | 0
NSW1 | Brown Coal | 0 | 0 | 0 | 0 | 0 | 0 | 0 | 0 | 0 | 0 | 0 | 0 | 0 | 0 | 0 | 0 | 0 | 0 | 0 | 0 | 0 | 0 | 0 | 0 | 0
NSW1 | CCGT | 0 | 0 | 0 | 0 | 0 | 0 | 0 | 0 | 0 | 0 | 0 | 1.3918e-06 | 1.3007e-06 | 1.2188e-06 | 1.1359e-06 | 1.0616e-06 | 9.9211e-07 | 9.2966e-07 | 8.6639e-07 | 8.0971e-07 | 7.5674e-07 | 7.091e-07 | 6.6084e-07 | 6.1761e-07 | 1.9215e-06
NSW1 | Gas - Steam | 0 | 0 | 0 | 0 | 0 | 0 | 0 | 0 | 0 | 0 | 0 | 0 | 0 | 0 | 0 | 0 | 0 | 0 | 0 | 0 | 0 | 0 | 0 | 0 | 0
NSW1 | OCGT / Diesel | 0 | 1.4049e-06 | 1.3093e-06 | 1.2236e-06 | 1.1436e-06 | 1.0716e-06 | 9.9865e-07 | 9.3332e-07 | 8.7226e-07 | 5.5493e-06 | 5.1716e-06 | 4472.8927 | 4180.2736 | 3917.1382 | 3650.5361 | 7203.3973 | 6732.147 | 8699.7303 | 11662.2073 | 10899.2592 | 10186.2235 | 9545.0321 | 8895.3931 | 8313.4515 | 9636.1003
NSW1 | Hydro | 0 | 0 | 0 | 0 | 0 | 0 | 0 | 0 | 0 | 0 | 0 | 0 | 0 | 0 | 0 | 0 | 0 | 0 | 0 | 0 | 0 | 0 | 0 | 0 | 0
NSW1 | Hydrogen Electrolyser | 0 | 0 | 0 | 0 | 810.5288 | 2258.8411 | 4759.235 | 7913.9776 | 11801.879 | 13620.6394 | 15197.7292 | 16524.2428 | 17519.5854 | 18520.5935 | 18924.9319 | 17686.8522 | 20198.6131 | 18927.1726 | 17638.9809 | 18323.8522 | 19682.7316 | 18443.7642 | 17188.4736 | 16585.9884 | 15500.9237
NSW1 | Wind | 0 | 4.8085e-05 | 4.7376e-05 | 43269.296 | 40438.5944 | 37893.1093 | 35314.0878 | 33003.8204 | 30844.692 | 28903.1136 | 29019.1275 | 43994.0074 | 41563.0606 | 42674.8807 | 49690.3758 | 63561.891 | 77127.6354 | 73987.3693 | 68951.7567 | 69517.6926 | 66562.2471 | 63806.2927 | 59463.6086 | 55573.4659 | 51937.8186
NSW1 | Solar PV | 0 | 1.1651e-05 | 1.2186e-05 | 57158.5987 | 53419.2511 | 50056.6737 | 46649.7947 | 43597.9389 | 40745.7373 | 38180.9185 | 35582.3086 | 33275.7553 | 31098.8368 | 29141.2608 | 27575.1345 | 25771.1538 | 24177.1928 | 31031.303 | 28919.299 | 27561.5005 | 32629.1308 | 30783.3365 | 28688.2092 | 26811.4105 | 25057.393
NSW1 | Grid Battery | 0 | 4.1825e-05 | 5.4058e-05 | 31872.8426 | 29787.7034 | 27912.6591 | 26012.9114 | 36963.7905 | 34545.5986 | 32371.0595 | 30167.8711 | 28194.272 | 26349.7869 | 24691.1489 | 23010.6586 | 21505.2884 | 20098.4004 | 18833.2679 | 17551.4675 | 16403.2407 | 15330.1315 | 14365.1469 | 13387.4487 | 12511.6344 | 11693.1162
NSW1 | PHES | 0 | 0 | 3.3729e-05 | 4.7267e-05 | 4.4175e-05 | 4.1394e-05 | 3.8577e-05 | 0.00021471 | 0.00020067 | 0.00018804 | 0.00017524 | 0.00016377 | 0.00015306 | 0.00014343 | 0.00013366 | 0.00012492 | 0.00011675 | 0.0001094 | 0.00010195 | 9.5283e-05 | 8.9049e-05 | 8.3444e-05 | 7.7765e-05 | 7.2677e-05 | 6.7923e-05
NSW1 | VPP | 0 | 0 | 0 | 0 | 0 | 0 | 0 | 0 | 0 | 0 | 0 | 0 | 0 | 0 | 0 | 0 | 0 | 0 | 0 | 0 | 0 | 0 | 0 | 0 | 0
Total |  | 0 | 0.00010297 | -21460.4397 | 56216.6018 | 53349.409 | 51490.5605 | 50640.2221 | 117924.4643 | 114615.4179 | 109962.3825 | 107065.5837 | 123749.5322 | 114139.5879 | 112786.7512 | 122851.637 | 135728.5828 | 148333.9887 | 151478.8432 | 144723.7116 | 142705.5454 | 144390.4646 | 136943.5725 | 127623.1333 | 119795.9507 | 113825.352
Region | Technology | 2026-27 | 2027-28 | 2028-29 | 2029-30 | 2030-31 | 2031-32 | 2032-33 | 2033-34 | 2034-35 | 2035-36 | 2036-37 | 2037-38 | 2038-39 | 2039-40 | 2040-41 | 2041-42 | 2042-43 | 2043-44 | 2044-45 | 2045-46 | 2046-47 | 2047-48 | 2048-49 | 2049-50 | 2050-51
QLD1 | Black Coal | 0 | 0 | -68394.6081 | -135955.9582 | -127061.6431 | -104409.8241 | -97303.646 | -90937.9869 | -106053.1724 | -71636.3605 | -62309.9469 | -47201.677 | -44113.7168 | -41336.8941 | -46219.4234 | -55434.274 | -42414.3606 | -35902.0358 | -29877.5764 | -24576.2854 | -19840.7497 | -18591.8356 | -17326.4672 | -16192.96 | -15133.6074
QLD1 | Brown Coal | 0 | 0 | 0 | 0 | 0 | 0 | 0 | 0 | 0 | 0 | 0 | 0 | 0 | 0 | 0 | 0 | 0 | 0 | 0 | 0 | 0 | 0 | 0 | 0 | 0
QLD1 | CCGT | 0 | 0 | 0 | 0 | 0 | 0 | 0 | 1.1715e-06 | 1.0948e-06 | 1.0259e-06 | 9.561e-07 | 4.838e-06 | 4.5215e-06 | 4.2369e-06 | 3.9485e-06 | 3.6902e-06 | 3.4488e-06 | 3.2317e-06 | 3.0117e-06 | 2.8147e-06 | 5.3117e-06 | 4.9774e-06 | 6.8286e-06 | 6.3818e-06 | 9.1771e-06
QLD1 | Gas - Steam | 0 | 0 | 0 | 0 | 0 | 0 | 0 | 0 | 0 | 0 | 0 | 0 | 0 | 0 | 0 | 0 | 0 | 0 | 0 | 0 | 0 | 0 | 0 | 0 | 0
QLD1 | OCGT / Diesel | 0 | 1.4377e-06 | 1.3399e-06 | 1.2522e-06 | 1.1703e-06 | 1.0966e-06 | 1.022e-06 | 4.9767e-06 | 4.6511e-06 | 4.3583e-06 | 4.0617e-06 | 1.6636e-05 | 1.5548e-05 | 1.4569e-05 | 1.3577e-05 | 2.5949e-05 | 2.4252e-05 | 2.2725e-05 | 2067.7614 | 1932.4873 | 7100.4479 | 6653.4965 | 9681.8246 | 9048.4342 | 8456.4806
QLD1 | Hydro | 0 | 0 | 0 | 0 | 0 | 0 | 0 | 0 | 0 | 0 | 0 | 0 | 0 | 0 | 0 | 0 | 0 | 0 | 0 | 0 | 0 | 0 | 0 | 0 | 0
QLD1 | Hydrogen Electrolyser | 0 | 0 | 0 | 0 | 1142.1755 | 1333.0368 | 1718.5895 | 2302.1906 | 5465.5287 | 5861.2977 | 6131.6986 | 6329.0854 | 6538.7902 | 6748.3641 | 6974.8764 | 6518.5761 | 7168.2897 | 7355.9986 | 6855.3461 | 8071.0037 | 8521.6017 | 7985.1931 | 7441.7173 | 7933.0658 | 7414.0802
QLD1 | Wind | 0 | 6.2778e-05 | 6.2705e-05 | 47825.9394 | 44697.1396 | 41883.5922 | 49462.8426 | 59443.8709 | 67707.3256 | 63445.3579 | 79681.0043 | 88678.3959 | 82877.0055 | 77660.153 | 77315.8699 | 95781.6109 | 96592.9034 | 93847.2317 | 94919.5885 | 88709.8958 | 91864.2131 | 86081.6436 | 80222.8895 | 74974.6631 | 70069.7786
QLD1 | Solar PV | 0 | 1.1567e-05 | 1.1947e-05 | 4.1418e-05 | 3.8708e-05 | 4.9722e-05 | 4.6338e-05 | 4.3306e-05 | 4.0473e-05 | 0.00014068 | 1344.1959 | 25550.9785 | 24025.9888 | 22513.6268 | 29343.8565 | 27424.165 | 29767.6717 | 34808.9901 | 33540.6033 | 31346.3582 | 45843.5206 | 42957.8121 | 44371.9494 | 41604.8447 | 38883.0325
QLD1 | Grid Battery | 0 | 4.6445e-05 | 6.0713e-05 | 33093.0785 | 30928.1107 | 28981.2813 | 27008.8027 | 25241.8717 | 23590.5343 | 22105.5827 | 20601.0672 | 19253.3338 | 17993.7699 | 16861.1174 | 15713.5424 | 25072.4753 | 23432.2199 | 21957.2338 | 20462.8149 | 19124.126 | 30772.3512 | 28835.3264 | 34957.5843 | 32670.6396 | 33347.6136
QLD1 | PHES | 0 | 0 | 0 | 0 | 6.9448e-06 | 6.5076e-06 | 6.0647e-06 | 5.668e-06 | 5.2972e-06 | 4.9637e-06 | 4.6259e-06 | 4.3233e-06 | 4.0404e-06 | 3.7861e-06 | 3.5284e-06 | 3.2976e-06 | 3.0819e-06 | 2.8879e-06 | 2.6913e-06 | 2.5152e-06 | 2.3507e-06 | 2.2027e-06 | 2.0528e-06 | 1.9185e-06 | 1.793e-06
QLD1 | VPP | 0 | 0 | 0 | 0 | 0 | 0 | 0 | 0 | 0 | 0 | 0 | 0 | 0 | 0 | 0 | 0 | 0 | 0 | 0 | 0 | 0 | 0 | 0 | 0 | 0
Total |  | 0 | 0.00012223 | -68394.608 | -55036.9402 | -50294.2172 | -32211.9137 | -19113.4112 | -3950.0536 | -9289.7837 | 19775.878 | 45448.0191 | 92610.1167 | 87321.8376 | 82446.3673 | 83128.7219 | 99362.5533 | 114546.7241 | 122067.4185 | 127968.5377 | 124607.5856 | 164261.3847 | 153921.6361 | 159349.4979 | 150038.6876 | 143037.3781
Region | Technology | 2026-27 | 2027-28 | 2028-29 | 2029-30 | 2030-31 | 2031-32 | 2032-33 | 2033-34 | 2034-35 | 2035-36 | 2036-37 | 2037-38 | 2038-39 | 2039-40 | 2040-41 | 2041-42 | 2042-43 | 2043-44 | 2044-45 | 2045-46 | 2046-47 | 2047-48 | 2048-49 | 2049-50 | 2050-51
VIC1 | Black Coal | 0 | 0 | 0 | 0 | 0 | 0 | 0 | 0 | 0 | 0 | 0 | 0 | 0 | 0 | 0 | 0 | 0 | 0 | 0 | 0 | 0 | 0 | 0 | 0 | 0
VIC1 | Brown Coal | 0 | -28875.214 | -26909.9557 | -125972.0007 | -129119.186 | -133131.3228 | -124070.347 | -115953.5953 | -108367.846 | -34798.7741 | -32430.3544 | -30308.7424 | -28325.9275 | -26542.8975 | -24736.3764 | -23118.1087 | -21605.7091 | -20245.6962 | -18867.7653 | -17633.4255 | -16479.8369 | 0 | 0 | 0 | 0
VIC1 | CCGT | 0 | 0 | 0 | 0 | 0 | 0 | 0 | 0 | 0 | 0 | 0 | 0 | 0 | 0 | 0 | 0 | 0 | 0 | 0 | 0 | 0 | 0 | 0 | 0 | 0
VIC1 | Gas - Steam | 0 | 0 | 0 | 0 | 0 | 0 | 0 | 0 | 0 | 0 | 0 | 0 | 0 | 0 | 0 | 0 | 0 | 0 | 0 | 0 | 0 | 0 | 0 | 0 | 0
VIC1 | OCGT / Diesel | 0 | 1.3134e-06 | 1.224e-06 | 1.1439e-06 | 1.0691e-06 | 1.0018e-06 | 9.3361e-07 | 8.7253e-07 | 8.1545e-07 | 536.42 | 499.911 | 567.3971 | 530.2777 | 496.8983 | 463.0792 | 9316.5314 | 8707.0387 | 9304.555 | 8671.2829 | 8104.0027 | 7573.8343 | 7097.0847 | 6614.0541 | 6181.3589 | 7688.5379
VIC1 | Hydro | 0 | 0 | 0 | 0 | 0 | 0 | 0 | 0 | 0 | 0 | 0 | 0 | 0 | 0 | 0 | 0 | 0 | 0 | 0 | 0 | 0 | 0 | 0 | 0 | 0
VIC1 | Hydrogen Electrolyser | 0 | 0 | 0 | 0 | 810.0938 | 2119.4381 | 4562.1266 | 8060.8506 | 12589.5055 | 14995.8816 | 17139.7612 | 19015.0681 | 20614.1751 | 21936.7133 | 23001.7692 | 21496.9806 | 24694.0059 | 24997.8673 | 23296.5015 | 23703.44 | 22152.7477 | 20758.3004 | 19345.4814 | 18079.8892 | 16897.0927
VIC1 | Wind | 0 | 4.535e-05 | 66576.9665 | 222598.0539 | 208035.5644 | 249430.8464 | 300197.4416 | 346361.1891 | 452186.8379 | 462939.3002 | 508899.5253 | 548007.1035 | 584875.3771 | 639522.0492 | 595995.8998 | 557005.5137 | 522483.9362 | 493836.9953 | 462317.5736 | 433745.0452 | 415105.2472 | 391783.5203 | 365118.5632 | 341232.3019 | 318908.6933
VIC1 | Solar PV | 0 | 7.0705e-06 | 6.5893e-06 | 3202.8673 | 2993.3339 | 2804.9128 | 2614.0092 | 2442.9992 | 13165.6859 | 12336.9464 | 11497.2885 | 10745.1294 | 10042.177 | 9410.0529 | 8769.6006 | 8195.8884 | 7659.7088 | 7177.5537 | 6689.0463 | 6251.4451 | 5842.4721 | 5474.7064 | 5270.3382 | 4925.5497 | 4603.3175
VIC1 | Grid Battery | 0 | 4.5077e-05 | 7.2077e-05 | 42982.8959 | 40170.9307 | 37642.2942 | 35080.3433 | 32785.3676 | 35329.0359 | 33105.1818 | 30852.0287 | 28833.6717 | 26947.3567 | 25251.1035 | 23532.5024 | 21992.9929 | 20554.199 | 19260.3754 | 17949.5059 | 16775.2391 | 15677.7936 | 14690.9247 | 13691.054 | 12795.3776 | 11958.2968
VIC1 | PHES | 0 | 0 | 0 | 0 | 0 | 0 | 0 | 0 | 0 | 0 | 0 | 0 | 0 | 0 | 0 | 0 | 0 | 0 | 0 | 0 | 0 | 0 | 0 | 0 | 0
VIC1 | VPP | 0 | 0 | 0 | 0 | 0 | 0 | 0 | 0 | 0 | 0 | 0 | 0 | 0 | 0 | 0 | 0 | 0 | 0 | 0 | 0 | 0 | 0 | 0 | 0 | 0
Total |  | 0 | -28875.2139 | 39667.0108 | 142811.8164 | 122890.7367 | 158866.1687 | 218383.5738 | 273696.8113 | 404903.2191 | 489114.9559 | 536458.1604 | 576859.6274 | 614683.4361 | 670073.9197 | 627026.4749 | 594889.7982 | 562493.1795 | 534331.6504 | 500056.1448 | 470945.7466 | 449872.2578 | 439804.5366 | 410039.4908 | 383214.4773 | 360055.9382
Region | Technology | 2026-27 | 2027-28 | 2028-29 | 2029-30 | 2030-31 | 2031-32 | 2032-33 | 2033-34 | 2034-35 | 2035-36 | 2036-37 | 2037-38 | 2038-39 | 2039-40 | 2040-41 | 2041-42 | 2042-43 | 2043-44 | 2044-45 | 2045-46 | 2046-47 | 2047-48 | 2048-49 | 2049-50 | 2050-51
SA1 | Black Coal | 0 | 0 | 0 | 0 | 0 | 0 | 0 | 0 | 0 | 0 | 0 | 0 | 0 | 0 | 0 | 0 | 0 | 0 | 0 | 0 | 0 | 0 | 0 | 0 | 0
SA1 | Brown Coal | 0 | 0 | 0 | 0 | 0 | 0 | 0 | 0 | 0 | 0 | 0 | 0 | 0 | 0 | 0 | 0 | 0 | 0 | 0 | 0 | 0 | 0 | 0 | 0 | 0
SA1 | CCGT | 0 | 0 | 0 | 0 | 0 | 0 | 1.2284e-06 | 1.1481e-06 | 1.073e-06 | 1.0054e-06 | 9.37e-07 | 3.4328e-06 | 3.2082e-06 | 3.0063e-06 | 2.8016e-06 | 2.6184e-06 | 2.4471e-06 | 2.293e-06 | 2.137e-06 | 1.9972e-06 | 1.8665e-06 | 1.749e-06 | 1.63e-06 | 1.5233e-06 | 8.4028e-06
SA1 | Gas - Steam | 0 | 0 | 0 | 0 | 0 | 0 | 0 | 0 | 0 | 0 | 0 | 0 | 0 | 0 | 0 | 0 | 0 | 0 | 0 | 0 | 0 | 0 | 0 | 0 | 0
SA1 | OCGT / Diesel | 0 | 0 | 0 | 0 | 0 | 0 | 0 | 0 | 0 | 1.4018e-05 | 1.3064e-05 | 718.2808 | 671.2905 | 629.0348 | 586.2224 | 547.8714 | 512.0294 | 479.7987 | 1298.352 | 1213.4131 | 1134.0309 | 1062.6471 | 990.3229 | 925.5354 | 1177.499
SA1 | Hydro | 0 | 0 | 0 | 0 | 0 | 0 | 0 | 0 | 0 | 0 | 0 | 0 | 0 | 0 | 0 | 0 | 0 | 0 | 0 | 0 | 0 | 0 | 0 | 0 | 0
SA1 | Hydrogen Electrolyser | 0 | 0 | 0 | 0 | 6109.0347 | 5778.6147 | 5650.3645 | 5610.7901 | 5661.0488 | 5599.0447 | 5538.6586 | 5474.1121 | 5403.7182 | 5322.6961 | 5226.0715 | 5124.0954 | 6331.2193 | 6347.4236 | 6374.111 | 6278.0368 | 6441.6958 | 6088.9016 | 5674.4883 | 6062.0026 | 5665.423
SA1 | Wind | 0 | 5.3629e-05 | 6.1673e-05 | 1163.3032 | 1087.1993 | 1018.7634 | 949.426 | 887.314 | 829.2654 | 777.0657 | 3919.3318 | 21508.888 | 23001.3578 | 23325.5131 | 22037.5655 | 21919.6531 | 20827.514 | 19516.4861 | 22310.9086 | 20851.3165 | 22628.716 | 21204.308 | 19919.7842 | 18616.6207 | 17398.711
SA1 | Solar PV | 0 | 1.2342e-05 | 1.4556e-05 | 7268.209 | 6792.7187 | 6365.138 | 5931.9239 | 5543.8541 | 5181.1721 | 4855.0332 | 4524.5976 | 4647.7208 | 4343.6643 | 4070.244 | 3793.2214 | 6396.3048 | 5977.855 | 11333.2311 | 10561.8864 | 9870.9219 | 9225.1607 | 8644.4652 | 8056.1191 | 7529.0833 | 7036.5264
SA1 | Grid Battery | 0 | 4.3983e-05 | 7.0815e-05 | 8398.5663 | 7849.1273 | 7355.0489 | 6854.4611 | 6406.0384 | 5986.9518 | 5610.0916 | 5228.2663 | 4886.2302 | 4566.5703 | 4279.1187 | 3987.88 | 5102.7961 | 4768.9683 | 4468.7764 | 4292.8609 | 4012.0195 | 3749.5509 | 3513.5283 | 3274.396 | 3060.1833 | 3295.5956
SA1 | PHES | 0 | 0 | 0 | 0 | 0 | 0 | 0 | 0 | 0 | 0 | 0 | 0 | 0 | 0 | 0 | 0 | 0 | 0 | 0 | 0 | 0 | 0 | 0 | 0 | 0
SA1 | VPP | 0 | 0 | 0 | 0 | 0 | 0 | 0 | 0 | 0 | 0 | 0 | 0 | 0 | 0 | 0 | 0 | 0 | 0 | 0 | 0 | 0 | 0 | 0 | 0 | 0
Total |  | 0 | 0.00010995 | 0.00014704 | 16830.0785 | 21838.08 | 20517.5651 | 19386.1755 | 18447.9967 | 17658.4381 | 16841.2353 | 19210.8543 | 37235.2319 | 37986.601 | 37626.6067 | 35630.9609 | 39090.7207 | 38417.5859 | 42145.7158 | 44838.1189 | 42225.7077 | 43179.1544 | 40513.8502 | 37915.1105 | 36193.4253 | 34573.7551
Region | Technology | \ | 2027-28 | 2028-29 | 2029-30 | 2030-31 | 2031-32 | 2032-33 | 2033-34 | 2034-35 | 2035-36 | 2036-37 | 2037-38 | 2038-39 | 2039-40 | 2040-41 | 2041-42 | 2042-43 | 2043-44 | 2044-45 | 2045-46 | 2046-47 | 2047-48 | 2048-49 | 2049-50 | 2050-51
TAS1 | Black Coal | 0 | 0 | 0 | 0 | 0 | 0 | 0 | 0 | 0 | 0 | 0 | 0 | 0 | 0 | 0 | 0 | 0 | 0 | 0 | 0 | 0 | 0 | 0 | 0 | 0
TAS1 | Brown Coal | 0 | 0 | 0 | 0 | 0 | 0 | 0 | 0 | 0 | 0 | 0 | 0 | 0 | 0 | 0 | 0 | 0 | 0 | 0 | 0 | 0 | 0 | 0 | 0 | 0
TAS1 | CCGT | 0 | 0 | 0 | 0 | 0 | 0 | 0 | 0 | 0 | 0 | 0 | 0 | 0 | 0 | 0 | 0 | 0 | 0 | 0 | 0 | 0 | 0 | 0 | 0 | 6.5159e-07
TAS1 | Gas - Steam | 0 | 0 | 0 | 0 | 0 | 0 | 0 | 0 | 0 | 0 | 0 | 0 | 0 | 0 | 0 | 0 | 0 | 0 | 0 | 0 | 0 | 0 | 0 | 0 | 0
TAS1 | OCGT / Diesel | 0 | 1.2556e-06 | 1.1702e-06 | 1.0936e-06 | 1.0221e-06 | 9.5775e-07 | 8.9256e-07 | 8.3417e-07 | 7.796e-07 | 1.5661e-05 | 1.4595e-05 | 1.364e-05 | 1.2748e-05 | 1.1945e-05 | 1.1132e-05 | 1.6434e-05 | 1.5358e-05 | 1.4392e-05 | 1.427e-05 | 1.3337e-05 | 1.2464e-05 | 1.168e-05 | 1.0885e-05 | 1.0173e-05 | 9.5071e-06
TAS1 | Hydro | 0 | 0 | 0 | 0 | 0 | 0 | 0 | 0 | 0 | 0 | 0 | 0 | 0 | 0 | 0 | 0 | 0 | 0 | 0 | 0 | 0 | 0 | 0 | 0 | 0
TAS1 | Hydrogen Electrolyser | 0 | 0 | 0 | 0 | 499.6325 | 899.5819 | 1502.0032 | 1921.9342 | 2314.8454 | 2237.1709 | 2165.1318 | 2096.7622 | 2030.0992 | 1964.1373 | 1901.2626 | 1803.9412 | 1845.6903 | 1729.5098 | 1741.0717 | 1627.1698 | 1689.3399 | 1583.0012 | 1475.2614 | 1610.7802 | 1505.402
TAS1 | Wind | 0 | 16029.5554 | 22503.2115 | 28351.7124 | 29316.0468 | 30112.3564 | 30524.7679 | 30828.6351 | 30962.1026 | 31028.0731 | 30719.984 | 30415.0724 | 30065.4463 | 29705.5221 | 27683.7513 | 25872.6647 | 24180.0605 | 22658.0001 | 21115.8867 | 19734.4736 | 18443.4333 | 17282.4759 | 16106.2231 | 15052.5449 | 14067.799
TAS1 | Solar PV | 0 | 6.3817e-06 | 8.9796e-06 | 1.5913e-05 | 1.4872e-05 | 1.4935e-05 | 1.3918e-05 | 1.3008e-05 | 1.2157e-05 | 1.5684e-05 | 1.4617e-05 | 1.927e-05 | 1.8009e-05 | 3.0031e-05 | 2.7987e-05 | 2.6606e-05 | 2.4865e-05 | 2.33e-05 | 2.261e-05 | 2.1131e-05 | 2.0578e-05 | 1.9283e-05 | 1.9453e-05 | 1.818e-05 | 1.6991e-05
TAS1 | Grid Battery | 0 | 3.0543e-05 | 3.3607e-05 | 0.00014772 | 0.00013806 | 0.00012937 | 0.00012056 | 0.00011268 | 0.0001053 | 9.8676e-05 | 9.196e-05 | 0.00010074 | 9.4147e-05 | 0.00012739 | 0.00011872 | 0.00014907 | 0.00013932 | 0.000131 | 0.00012313 | 0.00011508 | 0.00011293 | 0.00010582 | 0.00010006 | 0.00013293 | 0.00012597
TAS1 | PHES | 0 | 0 | 2.8601e-05 | 5.4015e-05 | 5.0481e-05 | 4.7303e-05 | 4.4084e-05 | 4.6055e-05 | 6.198e-05 | 7.429e-05 | 6.9234e-05 | 0.00013408 | 0.00012531 | 0.00011742 | 0.00010943 | 0.00022651 | 0.00021169 | 0.00020323 | 0.0001894 | 0.00017701 | 0.00016543 | 0.00015502 | 0.00014447 | 0.00013502 | 0.00012618
TAS1 | VPP | 0 | 0 | 0 | 0 | 0 | 0 | 0 | 0 | 0 | 0 | 0 | 0 | 0 | 0 | 0 | 0 | 0 | 0 | 0 | 0 | 0 | 0 | 0 | 0 | 0
Total |  | 0 | 16029.5554 | 22503.2116 | 28351.7126 | 29815.6795 | 31011.9385 | 32026.7713 | 32750.5695 | 33276.9482 | 33265.2443 | 32885.116 | 32511.8349 | 32095.5457 | 31669.6596 | 29585.0141 | 27676.6064 | 26025.7512 | 24387.5103 | 22856.9588 | 21361.6437 | 20132.7735 | 18865.4773 | 17581.4847 | 16663.3254 | 15573.2013

## ML2_Fuel Cost
Fuel cost by technology ($000s) - ML2, Step Change Scenario
Fuel | Real June 2025 dollars discounted to 1 July 2025
Explicitly modelled generation
Region | Technology | 2026-27 | 2027-28 | 2028-29 | 2029-30 | 2030-31 | 2031-32 | 2032-33 | 2033-34 | 2034-35 | 2035-36 | 2036-37 | 2037-38 | 2038-39 | 2039-40 | 2040-41 | 2041-42 | 2042-43 | 2043-44 | 2044-45 | 2045-46 | 2046-47 | 2047-48 | 2048-49 | 2049-50 | 2050-51
NEM | Black Coal | 2777856.896 | 2193729.275 | 1778110.1389 | 653912.1603 | 591223.1695 | 525769.6506 | 485066.634 | 420963.193 | 314237.7716 | 254655.6911 | 209532.825 | 169601.9849 | 137171.7689 | 123664.8778 | 12602.208 | 8263.2773 | 0.00042769 | 0.00032189 | 0.00025383 | 0.00016754 | 0.00015071 | 0.00013485 | 0.00011889 | 0.00011476 | 0.00014131
NEM | Brown Coal | 302379.274 | 250569.9921 | 157917.0081 | 26196.8321 | 15911.8441 | 0.00016691 | 0.00015351 | 0.00013988 | 7.3439e-05 | 2.5576e-05 | 2.0785e-05 | 1.9306e-05 | 1.815e-05 | 1.7155e-05 | 1.5909e-05 | 1.4219e-05 | 1.2408e-05 | 1.1607e-05 | 1.0255e-05 | 7.9452e-06 | 7.4089e-06 | 0 | 0 | 0 | 0
NEM | CCGT | 542441.3533 | 371857.985 | 693092.7692 | 700487.5647 | 624775.1432 | 512122.4462 | 560055.3768 | 564631.1804 | 482174.9428 | 405814.8883 | 362972.3508 | 332113.424 | 312571.4015 | 285825.5655 | 277339.4609 | 217512.3352 | 223335.3214 | 186253.4964 | 165410.4685 | 123239.6758 | 112027.2124 | 91302.3184 | 96959.6785 | 86201.9564 | 59276.1648
NEM | Gas - Steam | 2758.0942 | 1897.5796 | 13262.3205 | 20197.0389 | 21906.5951 | 12786.5338 | 18722.0394 | 9017.911 | 21016.9806 | 10042.0808 | 9038.1401 | 19234.0302 | 12937.9365 | 762.3219 | 713.4649 | 646.1996 | 662.8102 | 569.888 | 495.5203 | 468.0435 | 476.5552 | 399.9941 | 368.5847 | 340.03 | 0
NEM | OCGT / Diesel | 392971.6328 | 218361.6779 | 377966.2611 | 511286.2482 | 476402.9035 | 357385.434 | 410035.525 | 302492.5082 | 410868.2344 | 238948.8664 | 281524.778 | 426245.7535 | 485580.8739 | 551656.9723 | 589290.4539 | 517897.0613 | 335696.0426 | 657520.0834 | 424535.9887 | 467497.6338 | 554140.2319 | 504758.1084 | 576691.9246 | 493238.8818 | 603935.769
NEM | Hydro | 0 | 0 | 0 | 0 | 0 | 0 | 0 | 0 | 0 | 0 | 0 | 0 | 0 | 0 | 0 | 0 | 0 | 0 | 0 | 0 | 0 | 0 | 0 | 0 | 0
NEM | Hydrogen Electrolyser | 0 | 0 | 0 | 0 | 0 | 0 | 0 | 0 | 0 | 0 | 0 | 0 | 0 | 0 | 0 | 0 | 0 | 0 | 0 | 0 | 0 | 0 | 0 | 0 | 0
NEM | Wind | 0 | 0 | 0 | 0 | 0 | 0 | 0 | 0 | 0 | 0 | 0 | 0 | 0 | 0 | 0 | 0 | 0 | 0 | 0 | 0 | 0 | 0 | 0 | 0 | 0
NEM | Solar PV | 0 | 0 | 0 | 0 | 0 | 0 | 0 | 0 | 0 | 0 | 0 | 0 | 0 | 0 | 0 | 0 | 0 | 0 | 0 | 0 | 0 | 0 | 0 | 0 | 0
NEM | Grid Battery | 0 | 0 | 0 | 0 | 0 | 0 | 0 | 0 | 0 | 0 | 0 | 0 | 0 | 0 | 0 | 0 | 0 | 0 | 0 | 0 | 0 | 0 | 0 | 0 | 0
NEM | PHES | 0 | 0 | 0 | 0 | 0 | 0 | 0 | 0 | 0 | 0 | 0 | 0 | 0 | 0 | 0 | 0 | 0 | 0 | 0 | 0 | 0 | 0 | 0 | 0 | 0
NEM | VPP | 0 | 0 | 0 | 0 | 0 | 0 | 0 | 0 | 0 | 0 | 0 | 0 | 0 | 0 | 0 | 0 | 0 | 0 | 0 | 0 | 0 | 0 | 0 | 0 | 0
Total |  | 4018407.2503 | 3036416.5096 | 3020348.4977 | 1912079.8442 | 1730219.6554 | 1408064.0648 | 1473879.5753 | 1297104.7927 | 1228297.9295 | 909461.5266 | 863068.0939 | 947195.1926 | 948261.9808 | 961909.7375 | 879945.5877 | 744318.8733 | 559694.1747 | 844343.4681 | 590441.9779 | 591205.3533 | 666643.9997 | 596460.421 | 674020.1878 | 579780.8683 | 663211.9339
Region | Technology | 2026-27 | 2027-28 | 2028-29 | 2029-30 | 2030-31 | 2031-32 | 2032-33 | 2033-34 | 2034-35 | 2035-36 | 2036-37 | 2037-38 | 2038-39 | 2039-40 | 2040-41 | 2041-42 | 2042-43 | 2043-44 | 2044-45 | 2045-46 | 2046-47 | 2047-48 | 2048-49 | 2049-50 | 2050-51
NSW1 | Black Coal | 1456769.536 | 1043485.119 | 879750.001 | 263357.7137 | 230524.6455 | 219425.1652 | 188824.3492 | 140676.828 | 115478.756 | 96068.156 | 75753.7 | 81536.4 | 57664.775 | 48612.221 | 0 | 0 | 0 | 0 | 0 | 0 | 0 | 0 | 0 | 0 | 0
NSW1 | Brown Coal | 0 | 0 | 0 | 0 | 0 | 0 | 0 | 0 | 0 | 0 | 0 | 0 | 0 | 0 | 0 | 0 | 0 | 0 | 0 | 0 | 0 | 0 | 0 | 0 | 0
NSW1 | CCGT | 316160.736 | 219360.507 | 288291.8321 | 284076 | 220599.2481 | 172816.2801 | 203113.5441 | 220165.5201 | 167231.8761 | 175345.8841 | 164876.5681 | 162248.5841 | 154164.5241 | 150886.1361 | 151756.0161 | 123910.1121 | 118186.9281 | 86683.1201 | 81464.6241 | 73689.4961 | 76992.7201 | 60398.4241 | 66856.0921 | 60138.5761 | 59276.1641
NSW1 | Gas - Steam | 0 | 0 | 0 | 0 | 0 | 0 | 0 | 0 | 0 | 0 | 0 | 0 | 0 | 0 | 0 | 0 | 0 | 0 | 0 | 0 | 0 | 0 | 0 | 0 | 0
NSW1 | OCGT / Diesel | 221848.5121 | 215660.0802 | 270006.4631 | 314595.2441 | 280713.0381 | 230822.8641 | 231654.9976 | 188841.7746 | 235762.5751 | 144258.7257 | 173601.2886 | 224800.4026 | 267518.3351 | 283119.8001 | 323643.7251 | 233128.9726 | 164352.0991 | 351259.3291 | 228996.6541 | 256011.0106 | 289757.8171 | 330606.8131 | 293276.8681 | 303486.9916 | 344588.9221
NSW1 | Hydro | 0 | 0 | 0 | 0 | 0 | 0 | 0 | 0 | 0 | 0 | 0 | 0 | 0 | 0 | 0 | 0 | 0 | 0 | 0 | 0 | 0 | 0 | 0 | 0 | 0
NSW1 | Hydrogen Electrolyser | 0 | 0 | 0 | 0 | 0 | 0 | 0 | 0 | 0 | 0 | 0 | 0 | 0 | 0 | 0 | 0 | 0 | 0 | 0 | 0 | 0 | 0 | 0 | 0 | 0
NSW1 | Wind | 0 | 0 | 0 | 0 | 0 | 0 | 0 | 0 | 0 | 0 | 0 | 0 | 0 | 0 | 0 | 0 | 0 | 0 | 0 | 0 | 0 | 0 | 0 | 0 | 0
NSW1 | Solar PV | 0 | 0 | 0 | 0 | 0 | 0 | 0 | 0 | 0 | 0 | 0 | 0 | 0 | 0 | 0 | 0 | 0 | 0 | 0 | 0 | 0 | 0 | 0 | 0 | 0
NSW1 | Grid Battery | 0 | 0 | 0 | 0 | 0 | 0 | 0 | 0 | 0 | 0 | 0 | 0 | 0 | 0 | 0 | 0 | 0 | 0 | 0 | 0 | 0 | 0 | 0 | 0 | 0
NSW1 | PHES | 0 | 0 | 0 | 0 | 0 | 0 | 0 | 0 | 0 | 0 | 0 | 0 | 0 | 0 | 0 | 0 | 0 | 0 | 0 | 0 | 0 | 0 | 0 | 0 | 0
NSW1 | VPP | 0 | 0 | 0 | 0 | 0 | 0 | 0 | 0 | 0 | 0 | 0 | 0 | 0 | 0 | 0 | 0 | 0 | 0 | 0 | 0 | 0 | 0 | 0 | 0 | 0
Total |  | 1994778.7841 | 1478505.7062 | 1438048.2961 | 862028.9578 | 731836.9317 | 623064.3094 | 623592.8909 | 549684.1227 | 518473.2072 | 415672.7658 | 414231.5567 | 468585.3867 | 479347.6342 | 482618.1572 | 475399.7412 | 357039.0847 | 282539.0271 | 437942.4492 | 310461.2781 | 329700.5066 | 366750.5372 | 391005.2372 | 360132.9602 | 363625.5676 | 403865.0862
Region | Technology | 2026-27 | 2027-28 | 2028-29 | 2029-30 | 2030-31 | 2031-32 | 2032-33 | 2033-34 | 2034-35 | 2035-36 | 2036-37 | 2037-38 | 2038-39 | 2039-40 | 2040-41 | 2041-42 | 2042-43 | 2043-44 | 2044-45 | 2045-46 | 2046-47 | 2047-48 | 2048-49 | 2049-50 | 2050-51
QLD1 | Black Coal | 1321087.36 | 1150244.156 | 898360.1379 | 390554.4466 | 360698.5239 | 306344.4854 | 296242.2848 | 280286.365 | 198759.0156 | 158587.5351 | 133779.125 | 88065.5849 | 79506.9939 | 75052.6568 | 12602.208 | 8263.2773 | 0.00042769 | 0.00032189 | 0.00025383 | 0.00016754 | 0.00015071 | 0.00013485 | 0.00011889 | 0.00011476 | 0.00014131
QLD1 | Brown Coal | 0 | 0 | 0 | 0 | 0 | 0 | 0 | 0 | 0 | 0 | 0 | 0 | 0 | 0 | 0 | 0 | 0 | 0 | 0 | 0 | 0 | 0 | 0 | 0 | 0
QLD1 | CCGT | 118733.1713 | 92388.7831 | 277705.337 | 312394.2365 | 294940.9271 | 249792.2861 | 267418.5926 | 245623.0761 | 233966.2986 | 176445.5241 | 144485.3706 | 169864.8397 | 158406.8772 | 134939.4292 | 125583.4446 | 93602.2229 | 105148.3931 | 99570.3761 | 83945.8443 | 49550.1796 | 35034.4922 | 30903.8942 | 30103.5862 | 26063.3802 | 0.00031812
QLD1 | Gas - Steam | 2265.6495 | 1897.5796 | 1966.0505 | 1813.8789 | 1701.7491 | 1507.2348 | 1426.3174 | 1368.4255 | 1223.1806 | 1066.5398 | 1061.5461 | 987.7322 | 848.1845 | 762.3219 | 713.4649 | 646.1996 | 662.8102 | 569.888 | 495.5203 | 468.0435 | 476.5552 | 399.9941 | 368.5847 | 340.03 | 0
QLD1 | OCGT / Diesel | 0.00015589 | 0.00020028 | 17428.7215 | 49434.9772 | 76129.9138 | 42196.7304 | 45836.3863 | 39071.66 | 77197.9241 | 41773.1348 | 59718.2051 | 97067.6561 | 129665.3216 | 146496.7861 | 158077.7481 | 105473.0286 | 100187.6846 | 117722.2382 | 91341.179 | 108050.7785 | 117776.1093 | 83836.5482 | 118573.995 | 48551.8834 | 48856.6778
QLD1 | Hydro | 0 | 0 | 0 | 0 | 0 | 0 | 0 | 0 | 0 | 0 | 0 | 0 | 0 | 0 | 0 | 0 | 0 | 0 | 0 | 0 | 0 | 0 | 0 | 0 | 0
QLD1 | Hydrogen Electrolyser | 0 | 0 | 0 | 0 | 0 | 0 | 0 | 0 | 0 | 0 | 0 | 0 | 0 | 0 | 0 | 0 | 0 | 0 | 0 | 0 | 0 | 0 | 0 | 0 | 0
QLD1 | Wind | 0 | 0 | 0 | 0 | 0 | 0 | 0 | 0 | 0 | 0 | 0 | 0 | 0 | 0 | 0 | 0 | 0 | 0 | 0 | 0 | 0 | 0 | 0 | 0 | 0
QLD1 | Solar PV | 0 | 0 | 0 | 0 | 0 | 0 | 0 | 0 | 0 | 0 | 0 | 0 | 0 | 0 | 0 | 0 | 0 | 0 | 0 | 0 | 0 | 0 | 0 | 0 | 0
QLD1 | Grid Battery | 0 | 0 | 0 | 0 | 0 | 0 | 0 | 0 | 0 | 0 | 0 | 0 | 0 | 0 | 0 | 0 | 0 | 0 | 0 | 0 | 0 | 0 | 0 | 0 | 0
QLD1 | PHES | 0 | 0 | 0 | 0 | 0 | 0 | 0 | 0 | 0 | 0 | 0 | 0 | 0 | 0 | 0 | 0 | 0 | 0 | 0 | 0 | 0 | 0 | 0 | 0 | 0
QLD1 | VPP | 0 | 0 | 0 | 0 | 0 | 0 | 0 | 0 | 0 | 0 | 0 | 0 | 0 | 0 | 0 | 0 | 0 | 0 | 0 | 0 | 0 | 0 | 0 | 0 | 0
Total |  | 1442086.181 | 1244530.5189 | 1195460.2469 | 754197.5392 | 733471.1139 | 599840.7366 | 610923.5811 | 566349.5267 | 511146.4189 | 377872.7337 | 339044.2467 | 355985.8129 | 368427.3771 | 357251.194 | 296976.8657 | 207984.7284 | 205998.8883 | 217862.5026 | 175782.5439 | 158069.0018 | 153287.1568 | 115140.4366 | 149046.166 | 74955.2937 | 48856.6783
Region | Technology | 2026-27 | 2027-28 | 2028-29 | 2029-30 | 2030-31 | 2031-32 | 2032-33 | 2033-34 | 2034-35 | 2035-36 | 2036-37 | 2037-38 | 2038-39 | 2039-40 | 2040-41 | 2041-42 | 2042-43 | 2043-44 | 2044-45 | 2045-46 | 2046-47 | 2047-48 | 2048-49 | 2049-50 | 2050-51
VIC1 | Black Coal | 0 | 0 | 0 | 0 | 0 | 0 | 0 | 0 | 0 | 0 | 0 | 0 | 0 | 0 | 0 | 0 | 0 | 0 | 0 | 0 | 0 | 0 | 0 | 0 | 0
VIC1 | Brown Coal | 302379.274 | 250569.9921 | 157917.0081 | 26196.8321 | 15911.8441 | 0.00016691 | 0.00015351 | 0.00013988 | 7.3439e-05 | 2.5576e-05 | 2.0785e-05 | 1.9306e-05 | 1.815e-05 | 1.7155e-05 | 1.5909e-05 | 1.4219e-05 | 1.2408e-05 | 1.1607e-05 | 1.0255e-05 | 7.9452e-06 | 7.4089e-06 | 0 | 0 | 0 | 0
VIC1 | CCGT | 0 | 0 | 0 | 0 | 0 | 0 | 0 | 0 | 0 | 0 | 0 | 0 | 0 | 0 | 0 | 0 | 0 | 0 | 0 | 0 | 0 | 0 | 0 | 0 | 0
VIC1 | Gas - Steam | 492.4447 | 2.3141e-05 | 11296.27 | 18383.16 | 20204.846 | 11279.299 | 17295.722 | 7649.4855 | 19793.8 | 8975.541 | 7976.594 | 18246.298 | 12089.752 | 0 | 0 | 0 | 0 | 0 | 0 | 0 | 0 | 0 | 0 | 0 | 0
VIC1 | OCGT / Diesel | 977.9605 | 42.661 | 32523.6431 | 56296.1711 | 50582.2582 | 24112.3662 | 65626.2065 | 22708.9021 | 41176.929 | 23979.6329 | 18188.0958 | 56709.178 | 34519.0741 | 61386.1304 | 58864.6373 | 134456.3169 | 38190.2333 | 134017.9991 | 81886.953 | 81469.2095 | 122139.8291 | 65257.6023 | 139633.8251 | 117252.0192 | 177403.0201
VIC1 | Hydro | 0 | 0 | 0 | 0 | 0 | 0 | 0 | 0 | 0 | 0 | 0 | 0 | 0 | 0 | 0 | 0 | 0 | 0 | 0 | 0 | 0 | 0 | 0 | 0 | 0
VIC1 | Hydrogen Electrolyser | 0 | 0 | 0 | 0 | 0 | 0 | 0 | 0 | 0 | 0 | 0 | 0 | 0 | 0 | 0 | 0 | 0 | 0 | 0 | 0 | 0 | 0 | 0 | 0 | 0
VIC1 | Wind | 0 | 0 | 0 | 0 | 0 | 0 | 0 | 0 | 0 | 0 | 0 | 0 | 0 | 0 | 0 | 0 | 0 | 0 | 0 | 0 | 0 | 0 | 0 | 0 | 0
VIC1 | Solar PV | 0 | 0 | 0 | 0 | 0 | 0 | 0 | 0 | 0 | 0 | 0 | 0 | 0 | 0 | 0 | 0 | 0 | 0 | 0 | 0 | 0 | 0 | 0 | 0 | 0
VIC1 | Grid Battery | 0 | 0 | 0 | 0 | 0 | 0 | 0 | 0 | 0 | 0 | 0 | 0 | 0 | 0 | 0 | 0 | 0 | 0 | 0 | 0 | 0 | 0 | 0 | 0 | 0
VIC1 | PHES | 0 | 0 | 0 | 0 | 0 | 0 | 0 | 0 | 0 | 0 | 0 | 0 | 0 | 0 | 0 | 0 | 0 | 0 | 0 | 0 | 0 | 0 | 0 | 0 | 0
VIC1 | VPP | 0 | 0 | 0 | 0 | 0 | 0 | 0 | 0 | 0 | 0 | 0 | 0 | 0 | 0 | 0 | 0 | 0 | 0 | 0 | 0 | 0 | 0 | 0 | 0 | 0
Total |  | 303849.6792 | 250612.6531 | 201736.9212 | 100876.1632 | 86698.9483 | 35391.6654 | 82921.9286 | 30358.3878 | 60970.729 | 32955.174 | 26164.6898 | 74955.4761 | 46608.8262 | 61386.1304 | 58864.6373 | 134456.3169 | 38190.2333 | 134017.9991 | 81886.953 | 81469.2095 | 122139.8291 | 65257.6023 | 139633.8251 | 117252.0192 | 177403.0201
Region | Technology | 2026-27 | 2027-28 | 2028-29 | 2029-30 | 2030-31 | 2031-32 | 2032-33 | 2033-34 | 2034-35 | 2035-36 | 2036-37 | 2037-38 | 2038-39 | 2039-40 | 2040-41 | 2041-42 | 2042-43 | 2043-44 | 2044-45 | 2045-46 | 2046-47 | 2047-48 | 2048-49 | 2049-50 | 2050-51
SA1 | Black Coal | 0 | 0 | 0 | 0 | 0 | 0 | 0 | 0 | 0 | 0 | 0 | 0 | 0 | 0 | 0 | 0 | 0 | 0 | 0 | 0 | 0 | 0 | 0 | 0 | 0
SA1 | Brown Coal | 0 | 0 | 0 | 0 | 0 | 0 | 0 | 0 | 0 | 0 | 0 | 0 | 0 | 0 | 0 | 0 | 0 | 0 | 0 | 0 | 0 | 0 | 0 | 0 | 0
SA1 | CCGT | 107547.446 | 60108.6947 | 127095.6001 | 104017.328 | 109234.9681 | 89513.8801 | 89523.2401 | 98842.5841 | 80976.7681 | 54023.4801 | 53610.4121 | 0.00015077 | 0.00013967 | 0.00013473 | 0.00012363 | 0.00011281 | 0.00011151 | 0.00011881 | 0.00010727 | 0.00010542 | 0.00010309 | 9.7657e-05 | 9.2198e-05 | 8.6178e-05 | 0.0003244
SA1 | Gas - Steam | 0 | 0 | 0 | 0 | 0 | 0 | 0 | 0 | 0 | 0 | 0 | 0 | 0 | 0 | 0 | 0 | 0 | 0 | 0 | 0 | 0 | 0 | 0 | 0 | 0
SA1 | OCGT / Diesel | 170145.16 | 2658.9365 | 58007.4333 | 90850.5722 | 68791.7528 | 60008.6633 | 66031.9902 | 51804.8397 | 51680.7516 | 26305.5754 | 25801.9177 | 41411.3994 | 46451.9893 | 52862.9213 | 45869.8095 | 42471.1389 | 30690.7105 | 49986.7659 | 19953.5808 | 18906.4973 | 22261.9103 | 22038.0091 | 22685.8658 | 21686.4993 | 33087.1488
SA1 | Hydro | 0 | 0 | 0 | 0 | 0 | 0 | 0 | 0 | 0 | 0 | 0 | 0 | 0 | 0 | 0 | 0 | 0 | 0 | 0 | 0 | 0 | 0 | 0 | 0 | 0
SA1 | Hydrogen Electrolyser | 0 | 0 | 0 | 0 | 0 | 0 | 0 | 0 | 0 | 0 | 0 | 0 | 0 | 0 | 0 | 0 | 0 | 0 | 0 | 0 | 0 | 0 | 0 | 0 | 0
SA1 | Wind | 0 | 0 | 0 | 0 | 0 | 0 | 0 | 0 | 0 | 0 | 0 | 0 | 0 | 0 | 0 | 0 | 0 | 0 | 0 | 0 | 0 | 0 | 0 | 0 | 0
SA1 | Solar PV | 0 | 0 | 0 | 0 | 0 | 0 | 0 | 0 | 0 | 0 | 0 | 0 | 0 | 0 | 0 | 0 | 0 | 0 | 0 | 0 | 0 | 0 | 0 | 0 | 0
SA1 | Grid Battery | 0 | 0 | 0 | 0 | 0 | 0 | 0 | 0 | 0 | 0 | 0 | 0 | 0 | 0 | 0 | 0 | 0 | 0 | 0 | 0 | 0 | 0 | 0 | 0 | 0
SA1 | PHES | 0 | 0 | 0 | 0 | 0 | 0 | 0 | 0 | 0 | 0 | 0 | 0 | 0 | 0 | 0 | 0 | 0 | 0 | 0 | 0 | 0 | 0 | 0 | 0 | 0
SA1 | VPP | 0 | 0 | 0 | 0 | 0 | 0 | 0 | 0 | 0 | 0 | 0 | 0 | 0 | 0 | 0 | 0 | 0 | 0 | 0 | 0 | 0 | 0 | 0 | 0 | 0
Total |  | 277692.606 | 62767.6312 | 185103.0334 | 194867.9002 | 178026.7208 | 149522.5434 | 155555.2303 | 150647.4238 | 132657.5197 | 80329.0555 | 79412.3298 | 41411.3996 | 46451.9895 | 52862.9214 | 45869.8096 | 42471.139 | 30690.7106 | 49986.7661 | 19953.5809 | 18906.4974 | 22261.9104 | 22038.0092 | 22685.8659 | 21686.4994 | 33087.1492
Region | Technology | 2026-27 | 2027-28 | 2028-29 | 2029-30 | 2030-31 | 2031-32 | 2032-33 | 2033-34 | 2034-35 | 2035-36 | 2036-37 | 2037-38 | 2038-39 | 2039-40 | 2040-41 | 2041-42 | 2042-43 | 2043-44 | 2044-45 | 2045-46 | 2046-47 | 2047-48 | 2048-49 | 2049-50 | 2050-51
TAS1 | Black Coal | 0 | 0 | 0 | 0 | 0 | 0 | 0 | 0 | 0 | 0 | 0 | 0 | 0 | 0 | 0 | 0 | 0 | 0 | 0 | 0 | 0 | 0 | 0 | 0 | 0
TAS1 | Brown Coal | 0 | 0 | 0 | 0 | 0 | 0 | 0 | 0 | 0 | 0 | 0 | 0 | 0 | 0 | 0 | 0 | 0 | 0 | 0 | 0 | 0 | 0 | 0 | 0 | 0
TAS1 | CCGT | 0 | 3.4519e-05 | 3.1392e-05 | 2.5047e-05 | 4.5241e-05 | 4.4712e-05 | 5.9226e-05 | 6.0121e-05 | 5.5167e-05 | 5.3594e-05 | 5.0768e-05 | 6.1519e-05 | 5.7604e-05 | 5.8297e-05 | 5.2686e-05 | 5.2669e-05 | 4.9496e-05 | 4.8977e-05 | 4.9355e-05 | 4.7301e-05 | 4.7749e-05 | 4.5005e-05 | 4.7753e-05 | 4.4859e-05 | 7.1063e-05
TAS1 | Gas - Steam | 0 | 0 | 0 | 0 | 0 | 0 | 0 | 0 | 0 | 0 | 0 | 0 | 0 | 0 | 0 | 0 | 0 | 0 | 0 | 0 | 0 | 0 | 0 | 0 | 0
TAS1 | OCGT / Diesel | 4.881e-05 | 7.8382e-05 | 7.2464e-05 | 109.2837 | 185.9407 | 244.81 | 885.9443 | 65.3317 | 5050.0547 | 2631.7975 | 4215.2708 | 6257.1173 | 7426.1538 | 7791.3345 | 2834.5339 | 2367.6043 | 2275.3153 | 4533.7512 | 2357.6219 | 3060.1379 | 2204.5661 | 3019.1356 | 2521.3707 | 2261.4883 | 0.0001416
TAS1 | Hydro | 0 | 0 | 0 | 0 | 0 | 0 | 0 | 0 | 0 | 0 | 0 | 0 | 0 | 0 | 0 | 0 | 0 | 0 | 0 | 0 | 0 | 0 | 0 | 0 | 0
TAS1 | Hydrogen Electrolyser | 0 | 0 | 0 | 0 | 0 | 0 | 0 | 0 | 0 | 0 | 0 | 0 | 0 | 0 | 0 | 0 | 0 | 0 | 0 | 0 | 0 | 0 | 0 | 0 | 0
TAS1 | Wind | 0 | 0 | 0 | 0 | 0 | 0 | 0 | 0 | 0 | 0 | 0 | 0 | 0 | 0 | 0 | 0 | 0 | 0 | 0 | 0 | 0 | 0 | 0 | 0 | 0
TAS1 | Solar PV | 0 | 0 | 0 | 0 | 0 | 0 | 0 | 0 | 0 | 0 | 0 | 0 | 0 | 0 | 0 | 0 | 0 | 0 | 0 | 0 | 0 | 0 | 0 | 0 | 0
TAS1 | Grid Battery | 0 | 0 | 0 | 0 | 0 | 0 | 0 | 0 | 0 | 0 | 0 | 0 | 0 | 0 | 0 | 0 | 0 | 0 | 0 | 0 | 0 | 0 | 0 | 0 | 0
TAS1 | PHES | 0 | 0 | 0 | 0 | 0 | 0 | 0 | 0 | 0 | 0 | 0 | 0 | 0 | 0 | 0 | 0 | 0 | 0 | 0 | 0 | 0 | 0 | 0 | 0 | 0
TAS1 | VPP | 0 | 0 | 0 | 0 | 0 | 0 | 0 | 0 | 0 | 0 | 0 | 0 | 0 | 0 | 0 | 0 | 0 | 0 | 0 | 0 | 0 | 0 | 0 | 0 | 0
Total |  | 4.881e-05 | 0.0001129 | 0.00010386 | 109.2837 | 185.9407 | 244.81 | 885.9444 | 65.3318 | 5050.0547 | 2631.7976 | 4215.2709 | 6257.1174 | 7426.1538 | 7791.3346 | 2834.534 | 2367.6044 | 2275.3153 | 4533.7512 | 2357.6219 | 3060.1379 | 2204.5662 | 3019.1356 | 2521.3707 | 2261.4884 | 0.00021266

## ML2_Build Cost
New generation build cost (CAPEX) by technology ($000s) - ML2, Step Change Scenario
CAPEX | Real June 2025 dollars discounted to 1 July 2025. The total capital costs are annualised for modelling purposes. Build costs do not include capital costs of existing, committed and anticipated generators and transmission projects since there will be no difference in these costs between the Base Case and option case.
Explicitly modelled generation
Region | Technology | 2026-27 | 2027-28 | 2028-29 | 2029-30 | 2030-31 | 2031-32 | 2032-33 | 2033-34 | 2034-35 | 2035-36 | 2036-37 | 2037-38 | 2038-39 | 2039-40 | 2040-41 | 2041-42 | 2042-43 | 2043-44 | 2044-45 | 2045-46 | 2046-47 | 2047-48 | 2048-49 | 2049-50 | 2050-51
NEM | Black Coal | 0 | 0 | 0 | 0 | 0 | 0 | 0 | 0 | 0 | 0 | 0 | 0 | 0 | 0 | 0 | 0 | 0 | 0 | 0 | 0 | 0 | 0 | 0 | 0 | 0
NEM | Brown Coal | 0 | 0 | 0 | 0 | 0 | 0 | 0 | 0 | 0 | 0 | 0 | 0 | 0 | 0 | 0 | 0 | 0 | 0 | 0 | 0 | 0 | 0 | 0 | 0 | 0
NEM | CCGT | 0 | 0 | 0 | 0 | 0 | 0 | 1.9775e-05 | 3.7524e-05 | 3.5069e-05 | 3.2862e-05 | 3.0625e-05 | 0.00015842 | 0.00014806 | 0.00013874 | 0.0001293 | 0.00012084 | 0.00011293 | 0.00010582 | 9.8622e-05 | 9.217e-05 | 0.00013139 | 0.00012311 | 0.00015185 | 0.00014192 | 0.000339
NEM | Gas - Steam | 0 | 0 | 0 | 0 | 0 | 0 | 0 | 0 | 0 | 0 | 0 | 0 | 0 | 0 | 0 | 0 | 0 | 0 | 0 | 0 | 0 | 0 | 0 | 0 | 0
NEM | OCGT / Diesel | 0 | 6.1455e-05 | 5.7272e-05 | 5.3526e-05 | 5.0024e-05 | 4.6875e-05 | 4.3685e-05 | 7.6443e-05 | 7.1442e-05 | 4619.8376 | 4305.4095 | 46688.1779 | 43633.8112 | 40887.197 | 38104.3966 | 144488.8911 | 135036.3468 | 156297.0467 | 198154.9223 | 185191.5162 | 215561.5503 | 201992.6141 | 216291.4141 | 202141.5085 | 223998.1103
NEM | Hydro | 0 | 0 | 0 | 0 | 0 | 0 | 0 | 0 | 0 | 0 | 0 | 0 | 0 | 0 | 0 | 0 | 0 | 0 | 0 | 0 | 0 | 0 | 0 | 0 | 0
NEM | Hydrogen Electrolyser | 0 | 0 | 0 | 0 | 58947.8639 | 77713.4319 | 110965.4718 | 151345.7974 | 210249.1273 | 229890.7945 | 246050.0809 | 259770.4992 | 270802.8451 | 279280.0579 | 253451.8623 | 226571.5413 | 239724.4175 | 212716.6696 | 165634.0637 | 162006.1614 | 152681.2222 | 128079.1234 | 105122.5814 | 95217.3072 | 77234.7974
NEM | Wind | 0 | 176336.2148 | 435191.115 | 2096737.2495 | 1986099.0865 | 2039003.3508 | 2189650.7962 | 2363817.5207 | 2808598.6462 | 2760155.5782 | 3011094.1981 | 3417590.1737 | 3424663.2971 | 3470867.3727 | 3347525.7716 | 3454236.5189 | 3432344.0992 | 3287279.6224 | 3166941.7756 | 3011724.2544 | 2997470.525 | 2843590.5441 | 2651281.8521 | 2477833.5067 | 2315732.2486
NEM | Solar PV | 0 | 0.00049045 | 0.00053522 | 648380.5027 | 605963.0865 | 567819.5752 | 529173.5275 | 494554.6984 | 553314.4048 | 518484.9667 | 493541.5817 | 641791.4969 | 600836.4286 | 563015.6247 | 589813.3314 | 571692.5923 | 564977.3616 | 680126.8448 | 641824.6749 | 603661.286 | 748406.3422 | 702721.6403 | 690166.3786 | 646000.4702 | 603738.757
NEM | Grid Battery | 0 | 0.0014194 | 0.0019404 | 711732.5043 | 665170.5645 | 623300.1246 | 580878.0465 | 609159.9567 | 604012.1722 | 565991.4649 | 527469.8391 | 492962.4664 | 460712.5853 | 431712.1461 | 402329.6294 | 425661.8716 | 397814.8331 | 372773.6137 | 347932.6447 | 325170.6959 | 357018.0122 | 334544.8268 | 344725.6193 | 138418.6636 | 142528.2951
NEM | PHES | 0 | 0 | 0.00043952 | 0.00065397 | 0.00067208 | 0.00062978 | 0.00058691 | 0.0019913 | 0.0019413 | 0.0019118 | 0.0017817 | 0.0019843 | 0.0018545 | 0.0017377 | 0.0016195 | 0.0020922 | 0.0019553 | 0.0018809 | 0.0017529 | 0.0016382 | 0.001531 | 0.0014347 | 0.001337 | 0.0012496 | 0.0011678
NEM | VPP | 0 | 0 | 0 | 0 | 0 | 0 | 0 | 0 | 0 | 0 | 0 | 0 | 0 | 0 | 0 | 0 | 0 | 0 | 0 | 0 | 0 | 0 | 0 | 0 | 0
Total |  | 0 | 176336.2168 | 435191.118 | 3456850.2571 | 3316180.6021 | 3307836.4832 | 3410667.8427 | 3618877.9754 | 4176174.3526 | 4079142.6439 | 4282461.1111 | 4858802.8163 | 4800648.9692 | 4785762.4003 | 4631224.993 | 4822651.4174 | 4769897.0602 | 4709193.7992 | 4520488.0832 | 4287753.9156 | 4471137.6535 | 4210928.7502 | 4007587.847 | 3559611.4575 | 3363232.2098
Region | Technology | 2026-27 | 2027-28 | 2028-29 | 2029-30 | 2030-31 | 2031-32 | 2032-33 | 2033-34 | 2034-35 | 2035-36 | 2036-37 | 2037-38 | 2038-39 | 2039-40 | 2040-41 | 2041-42 | 2042-43 | 2043-44 | 2044-45 | 2045-46 | 2046-47 | 2047-48 | 2048-49 | 2049-50 | 2050-51
NSW1 | Black Coal | 0 | 0 | 0 | 0 | 0 | 0 | 0 | 0 | 0 | 0 | 0 | 0 | 0 | 0 | 0 | 0 | 0 | 0 | 0 | 0 | 0 | 0 | 0 | 0 | 0
NSW1 | Brown Coal | 0 | 0 | 0 | 0 | 0 | 0 | 0 | 0 | 0 | 0 | 0 | 0 | 0 | 0 | 0 | 0 | 0 | 0 | 0 | 0 | 0 | 0 | 0 | 0 | 0
NSW1 | CCGT | 0 | 0 | 0 | 0 | 0 | 0 | 0 | 0 | 0 | 0 | 0 | 2.3823e-05 | 2.2265e-05 | 2.0863e-05 | 1.9443e-05 | 1.8171e-05 | 1.6983e-05 | 1.5914e-05 | 1.4831e-05 | 1.386e-05 | 1.2954e-05 | 1.2138e-05 | 1.1312e-05 | 1.0572e-05 | 3.3684e-05
NSW1 | Gas - Steam | 0 | 0 | 0 | 0 | 0 | 0 | 0 | 0 | 0 | 0 | 0 | 0 | 0 | 0 | 0 | 0 | 0 | 0 | 0 | 0 | 0 | 0 | 0 | 0 | 0
NSW1 | OCGT / Diesel | 0 | 1.5673e-05 | 1.4606e-05 | 1.3651e-05 | 1.2758e-05 | 1.1955e-05 | 1.1141e-05 | 1.0412e-05 | 9.7309e-06 | 5.0857e-05 | 4.7396e-05 | 36288.2177 | 33914.2221 | 31779.4262 | 29616.5046 | 58780.9023 | 54935.4227 | 71170.2921 | 95656.7119 | 89398.7962 | 83550.2768 | 78291.044 | 72962.5214 | 68189.2723 | 79314.7512
NSW1 | Hydro | 0 | 0 | 0 | 0 | 0 | 0 | 0 | 0 | 0 | 0 | 0 | 0 | 0 | 0 | 0 | 0 | 0 | 0 | 0 | 0 | 0 | 0 | 0 | 0 | 0
NSW1 | Hydrogen Electrolyser | 0 | 0 | 0 | 0 | 5350.1706 | 14237.559 | 28491.4998 | 45162.3163 | 64182.2365 | 72280.6804 | 79048.775 | 84758.6942 | 88963.9844 | 92733.6972 | 90958.6545 | 80333.9687 | 83068.6477 | 68396.1701 | 52576.6039 | 50592.9204 | 51896.9991 | 43086.1391 | 35199.8998 | 30278.8613 | 24611.4484
NSW1 | Wind | 0 | 0.00049597 | 0.00048838 | 422700.7072 | 395047.3898 | 370180.3725 | 344985.7351 | 322416.5753 | 301323.9021 | 282356.4899 | 278970.7235 | 395031.5458 | 372581.6596 | 378136.5807 | 427000.7785 | 530376.4038 | 628174.6651 | 600659.3671 | 559778.229 | 560770.1772 | 536509.6819 | 513386.3663 | 478445.0665 | 447144.9218 | 417892.4502
NSW1 | Solar PV | 0 | 0.00011517 | 0.0001187 | 561916.7353 | 525155.8273 | 492098.8842 | 458606.4197 | 428604.1304 | 400564.6077 | 375350.2985 | 349803.7936 | 327067.9505 | 305670.9823 | 286429.9347 | 269971.3751 | 252309.6963 | 236451.2079 | 281788.1767 | 262609.5506 | 249254.6279 | 286786.3847 | 270159.2384 | 251772.0829 | 235301.012 | 219907.4878
NSW1 | Grid Battery | 0 | 0.00028429 | 0.00036069 | 181545.368 | 169668.5682 | 158988.454 | 148167.6305 | 204757.6988 | 191362.3353 | 179316.6652 | 167112.2948 | 156179.7148 | 145962.3502 | 136774.4695 | 127465.5395 | 119126.6724 | 111333.3387 | 104325.2477 | 97224.8259 | 90864.3232 | 84919.9283 | 79574.4801 | 74158.6063 | 22435.7982 | 20968.0357
NSW1 | PHES | 0 | 0 | 0.00026736 | 0.0003774 | 0.00035271 | 0.0003305 | 0.00030801 | 0.0017101 | 0.0015983 | 0.0014976 | 0.0013957 | 0.0013044 | 0.0012191 | 0.0011423 | 0.0010646 | 0.00099494 | 0.00092985 | 0.00087132 | 0.00081202 | 0.0007589 | 0.00070925 | 0.0006646 | 0.00061937 | 0.00057885 | 0.00054098
NSW1 | VPP | 0 | 0 | 0 | 0 | 0 | 0 | 0 | 0 | 0 | 0 | 0 | 0 | 0 | 0 | 0 | 0 | 0 | 0 | 0 | 0 | 0 | 0 | 0 | 0 | 0
Total |  | 0 | 0.0009111 | 0.0012497 | 1166162.8109 | 1095221.9562 | 1035505.27 | 980251.2854 | 1000940.7225 | 957433.0832 | 909304.1355 | 874935.5884 | 999326.1243 | 947093.1998 | 925854.1095 | 945012.8533 | 1040927.6446 | 1113963.283 | 1126339.2546 | 1067845.9222 | 1040880.8457 | 1043663.2715 | 984497.2685 | 912538.1776 | 803349.8663 | 762694.1739
Region | Technology | 2026-27 | 2027-28 | 2028-29 | 2029-30 | 2030-31 | 2031-32 | 2032-33 | 2033-34 | 2034-35 | 2035-36 | 2036-37 | 2037-38 | 2038-39 | 2039-40 | 2040-41 | 2041-42 | 2042-43 | 2043-44 | 2044-45 | 2045-46 | 2046-47 | 2047-48 | 2048-49 | 2049-50 | 2050-51
QLD1 | Black Coal | 0 | 0 | 0 | 0 | 0 | 0 | 0 | 0 | 0 | 0 | 0 | 0 | 0 | 0 | 0 | 0 | 0 | 0 | 0 | 0 | 0 | 0 | 0 | 0 | 0
QLD1 | Brown Coal | 0 | 0 | 0 | 0 | 0 | 0 | 0 | 0 | 0 | 0 | 0 | 0 | 0 | 0 | 0 | 0 | 0 | 0 | 0 | 0 | 0 | 0 | 0 | 0 | 0
QLD1 | CCGT | 0 | 0 | 0 | 0 | 0 | 0 | 0 | 1.9043e-05 | 1.7797e-05 | 1.6677e-05 | 1.5542e-05 | 7.9502e-05 | 7.4301e-05 | 6.9624e-05 | 6.4885e-05 | 6.0641e-05 | 5.6673e-05 | 5.3106e-05 | 4.9492e-05 | 4.6254e-05 | 8.8473e-05 | 8.2904e-05 | 0.00011438 | 0.00010689 | 0.00015463
QLD1 | Gas - Steam | 0 | 0 | 0 | 0 | 0 | 0 | 0 | 0 | 0 | 0 | 0 | 0 | 0 | 0 | 0 | 0 | 0 | 0 | 0 | 0 | 0 | 0 | 0 | 0 | 0
QLD1 | OCGT / Diesel | 0 | 1.5484e-05 | 1.443e-05 | 1.3486e-05 | 1.2604e-05 | 1.181e-05 | 1.1007e-05 | 4.5902e-05 | 4.2899e-05 | 4.0199e-05 | 3.7463e-05 | 0.00014166 | 0.00013239 | 0.00012406 | 0.00011562 | 0.00021673 | 0.00020255 | 0.0001898 | 16527.6499 | 15446.4018 | 56921.2565 | 53338.2386 | 77754.5202 | 72667.7759 | 67913.8092
QLD1 | Hydro | 0 | 0 | 0 | 0 | 0 | 0 | 0 | 0 | 0 | 0 | 0 | 0 | 0 | 0 | 0 | 0 | 0 | 0 | 0 | 0 | 0 | 0 | 0 | 0 | 0
QLD1 | Hydrogen Electrolyser | 0 | 0 | 0 | 0 | 7349.5355 | 8463.436 | 10552.7942 | 13495.8325 | 28757.4595 | 30372.6983 | 31358.4116 | 32049.2919 | 32814.8838 | 33453.954 | 30365.2312 | 27579.8522 | 28932.3702 | 27887.6042 | 17787.063 | 21622.5466 | 22606.9871 | 19786.6957 | 16985.7783 | 18408.8338 | 15719.5587
QLD1 | Wind | 0 | 0.0006115 | 0.00060975 | 454595.0152 | 424855.1543 | 398111.8299 | 447047.3636 | 512958.7687 | 563211.6826 | 527759.2406 | 652874.1651 | 720691.3249 | 673543.2941 | 631145.8167 | 624261.9395 | 767490.1925 | 769989.5208 | 745103.5077 | 748306.1327 | 699351.5257 | 718748.0703 | 673505.0913 | 627666.0414 | 586603.7776 | 548227.8294
QLD1 | Solar PV | 0 | 0.0001079 | 0.00011075 | 0.00036865 | 0.00034453 | 0.00042594 | 0.00039695 | 0.00037098 | 0.00034671 | 0.0010763 | 10344.9287 | 187265.021 | 176045.3291 | 164963.8174 | 215817.1169 | 201698.2401 | 218540.494 | 253886.9385 | 244594.8424 | 228593.3106 | 344037.3897 | 322381.2948 | 334441.139 | 313546.9753 | 293034.5563
QLD1 | Grid Battery | 0 | 0.00029682 | 0.00038103 | 182822.5028 | 170862.1521 | 160106.9055 | 149209.9597 | 139448.5604 | 130325.7574 | 122122.1521 | 113810.4652 | 106364.9207 | 99406.4679 | 93149.1367 | 86809.3659 | 125007.7426 | 116829.666 | 109475.5981 | 102024.6412 | 95350.1319 | 142232.4384 | 133279.344 | 157158.3531 | 99675.9252 | 104565.1247
QLD1 | PHES | 0 | 0 | 0 | 0 | 6.0897e-05 | 5.7063e-05 | 5.318e-05 | 4.9701e-05 | 4.6449e-05 | 4.3525e-05 | 4.0563e-05 | 3.7909e-05 | 3.5429e-05 | 3.3199e-05 | 3.094e-05 | 2.8916e-05 | 2.7024e-05 | 2.5323e-05 | 2.3599e-05 | 2.2055e-05 | 2.0613e-05 | 1.9315e-05 | 1.8e-05 | 1.6823e-05 | 1.5722e-05
QLD1 | VPP | 0 | 0 | 0 | 0 | 0 | 0 | 0 | 0 | 0 | 0 | 0 | 0 | 0 | 0 | 0 | 0 | 0 | 0 | 0 | 0 | 0 | 0 | 0 | 0 | 0
Total |  | 0 | 0.0010317 | 0.001116 | 637417.5184 | 603066.8423 | 566682.1719 | 606810.118 | 665903.1622 | 722294.9 | 680254.0921 | 808387.9707 | 1046370.5587 | 981809.9751 | 922712.725 | 957253.6537 | 1121776.0277 | 1134292.0513 | 1136353.6487 | 1129240.3293 | 1060363.9167 | 1284546.1421 | 1202290.6646 | 1214005.8321 | 1090903.2879 | 1029460.8785
Region | Technology | 2026-27 | 2027-28 | 2028-29 | 2029-30 | 2030-31 | 2031-32 | 2032-33 | 2033-34 | 2034-35 | 2035-36 | 2036-37 | 2037-38 | 2038-39 | 2039-40 | 2040-41 | 2041-42 | 2042-43 | 2043-44 | 2044-45 | 2045-46 | 2046-47 | 2047-48 | 2048-49 | 2049-50 | 2050-51
VIC1 | Black Coal | 0 | 0 | 0 | 0 | 0 | 0 | 0 | 0 | 0 | 0 | 0 | 0 | 0 | 0 | 0 | 0 | 0 | 0 | 0 | 0 | 0 | 0 | 0 | 0 | 0
VIC1 | Brown Coal | 0 | 0 | 0 | 0 | 0 | 0 | 0 | 0 | 0 | 0 | 0 | 0 | 0 | 0 | 0 | 0 | 0 | 0 | 0 | 0 | 0 | 0 | 0 | 0 | 0
VIC1 | CCGT | 0 | 0 | 0 | 0 | 0 | 0 | 0 | 0 | 0 | 0 | 0 | 0 | 0 | 0 | 0 | 0 | 0 | 0 | 0 | 0 | 0 | 0 | 0 | 0 | 0
VIC1 | Gas - Steam | 0 | 0 | 0 | 0 | 0 | 0 | 0 | 0 | 0 | 0 | 0 | 0 | 0 | 0 | 0 | 0 | 0 | 0 | 0 | 0 | 0 | 0 | 0 | 0 | 0
VIC1 | OCGT / Diesel | 0 | 1.5522e-05 | 1.4465e-05 | 1.3519e-05 | 1.2635e-05 | 1.1839e-05 | 1.1034e-05 | 1.0312e-05 | 9.6371e-06 | 4619.8373 | 4305.4092 | 4891.5669 | 4571.5578 | 4283.7923 | 3992.2356 | 81506.4406 | 76174.2435 | 81447.2466 | 75903.9115 | 70938.235 | 66297.4159 | 62124.1976 | 57895.9976 | 54108.409 | 67597.1885
VIC1 | Hydro | 0 | 0 | 0 | 0 | 0 | 0 | 0 | 0 | 0 | 0 | 0 | 0 | 0 | 0 | 0 | 0 | 0 | 0 | 0 | 0 | 0 | 0 | 0 | 0 | 0
VIC1 | Hydrogen Electrolyser | 0 | 0 | 0 | 0 | 5497.0624 | 13764.5374 | 28117.748 | 47230.6478 | 70199.9008 | 81461.6824 | 91201.7176 | 99773.3856 | 107059.9802 | 112409.739 | 113519.9654 | 101728.7465 | 107763.6646 | 98410.1419 | 78472.5401 | 73683.3703 | 61096.0529 | 49842.9792 | 39432.2999 | 30726.8858 | 22845.5489
VIC1 | Wind | 0 | 0.00052479 | 187714.2363 | 901906.4438 | 842903.2183 | 943804.0542 | 1071292.2448 | 1203744.1118 | 1622573.4873 | 1631960.1214 | 1741557.9873 | 1829827.3861 | 1901955.4436 | 1988976.1176 | 1853605.5363 | 1732341.6223 | 1635377.8453 | 1567818.0425 | 1478641.0648 | 1396260.1691 | 1386736.0915 | 1323598.5682 | 1233513.8729 | 1152816.7033 | 1077398.7878
VIC1 | Solar PV | 0 | 8.0008e-05 | 7.4563e-05 | 29883.1963 | 27928.2209 | 26170.2253 | 24389.0684 | 22793.5218 | 112416.1091 | 105339.861 | 98170.3841 | 91748.0225 | 85745.8154 | 80348.3802 | 74879.8345 | 69981.1537 | 65402.9473 | 61286.0331 | 57114.879 | 53378.3916 | 49886.3473 | 46746.1553 | 44835.6153 | 41902.4442 | 39161.1628
VIC1 | Grid Battery | 0 | 0.00033902 | 0.00052247 | 300277.2872 | 280632.9786 | 262967.9963 | 245070.2798 | 229037.6447 | 248757.6751 | 233099.145 | 217234.3156 | 203022.7248 | 189740.8643 | 177797.2608 | 165696.3018 | 154856.3567 | 144725.567 | 135615.538 | 126385.4854 | 118117.276 | 110389.9775 | 103441.2681 | 96401.0103 | 12568.9321 | 11746.6656
VIC1 | PHES | 0 | 0 | 0 | 0 | 0 | 0 | 0 | 0 | 0 | 0 | 0 | 0 | 0 | 0 | 0 | 0 | 0 | 0 | 0 | 0 | 0 | 0 | 0 | 0 | 0
VIC1 | VPP | 0 | 0 | 0 | 0 | 0 | 0 | 0 | 0 | 0 | 0 | 0 | 0 | 0 | 0 | 0 | 0 | 0 | 0 | 0 | 0 | 0 | 0 | 0 | 0 | 0
Total |  | 0 | 0.00095934 | 187714.2369 | 1232066.9273 | 1156961.4801 | 1246706.8132 | 1368869.3411 | 1502805.9261 | 2053947.1723 | 2056480.647 | 2152469.8139 | 2229263.0859 | 2289073.6613 | 2363815.29 | 2211693.8734 | 2140414.3198 | 2029444.2678 | 1944577.002 | 1816517.8807 | 1712377.442 | 1674405.8851 | 1585753.1684 | 1472078.796 | 1292123.3745 | 1218749.3536
Region | Technology | 2026-27 | 2027-28 | 2028-29 | 2029-30 | 2030-31 | 2031-32 | 2032-33 | 2033-34 | 2034-35 | 2035-36 | 2036-37 | 2037-38 | 2038-39 | 2039-40 | 2040-41 | 2041-42 | 2042-43 | 2043-44 | 2044-45 | 2045-46 | 2046-47 | 2047-48 | 2048-49 | 2049-50 | 2050-51
SA1 | Black Coal | 0 | 0 | 0 | 0 | 0 | 0 | 0 | 0 | 0 | 0 | 0 | 0 | 0 | 0 | 0 | 0 | 0 | 0 | 0 | 0 | 0 | 0 | 0 | 0 | 0
SA1 | Brown Coal | 0 | 0 | 0 | 0 | 0 | 0 | 0 | 0 | 0 | 0 | 0 | 0 | 0 | 0 | 0 | 0 | 0 | 0 | 0 | 0 | 0 | 0 | 0 | 0 | 0
SA1 | CCGT | 0 | 0 | 0 | 0 | 0 | 0 | 1.9775e-05 | 1.8481e-05 | 1.7272e-05 | 1.6185e-05 | 1.5083e-05 | 5.5098e-05 | 5.1494e-05 | 4.8252e-05 | 4.4968e-05 | 4.2026e-05 | 3.9277e-05 | 3.6805e-05 | 3.43e-05 | 3.2056e-05 | 2.9959e-05 | 2.8073e-05 | 2.6162e-05 | 2.4451e-05 | 0.00013858
SA1 | Gas - Steam | 0 | 0 | 0 | 0 | 0 | 0 | 0 | 0 | 0 | 0 | 0 | 0 | 0 | 0 | 0 | 0 | 0 | 0 | 0 | 0 | 0 | 0 | 0 | 0 | 0
SA1 | OCGT / Diesel | 0 | 0 | 0 | 0 | 0 | 0 | 0 | 0 | 0 | 0.00011276 | 0.00010509 | 5508.3931 | 5148.0309 | 4823.9782 | 4495.6562 | 4201.5478 | 3926.6802 | 3679.5078 | 10066.6488 | 9408.083 | 8792.6009 | 8239.1338 | 7678.3747 | 7176.0512 | 9172.3613
SA1 | Hydro | 0 | 0 | 0 | 0 | 0 | 0 | 0 | 0 | 0 | 0 | 0 | 0 | 0 | 0 | 0 | 0 | 0 | 0 | 0 | 0 | 0 | 0 | 0 | 0 | 0
SA1 | Hydrogen Electrolyser | 0 | 0 | 0 | 0 | 37333.3475 | 35291.7991 | 34298.9931 | 33692.4286 | 33420.5081 | 32612.2769 | 31783.1451 | 31000.9335 | 30227.9153 | 29397.8774 | 9505.454 | 9694.6036 | 14492.2344 | 14367.771 | 14194.5965 | 13844.6891 | 14437.3789 | 13068.4591 | 11541.3496 | 13123.2849 | 11717.8498
SA1 | Wind | 0 | 0.00053968 | 0.00061706 | 11280.1341 | 10542.1814 | 9878.5835 | 9206.2428 | 8603.9653 | 8041.0891 | 7534.9275 | 32694.0797 | 171389.2129 | 182060.233 | 183922.4478 | 173619.2303 | 172590.6489 | 163813.6087 | 153502.0462 | 175006.3708 | 163557.3559 | 176238.3389 | 165144.6779 | 155132.1786 | 144983.3445 | 135498.4527
SA1 | Solar PV | 0 | 0.00011733 | 0.00013547 | 56580.5705 | 52879.0379 | 49550.4652 | 46178.0389 | 43157.0457 | 40333.6876 | 37794.8061 | 35222.4751 | 35710.5028 | 33374.3016 | 31273.4921 | 29145.0046 | 47703.502 | 44582.7122 | 83165.6962 | 77505.4027 | 72434.9558 | 67696.2203 | 63434.9516 | 59117.5412 | 55250.0385 | 51635.55
SA1 | Grid Battery | 0 | 0.00027886 | 0.00043419 | 47087.3453 | 44006.8648 | 41236.7681 | 38430.1757 | 35916.052 | 33566.4037 | 31453.5019 | 29312.7629 | 27395.1055 | 25602.9023 | 23991.2784 | 22358.4216 | 26671.0989 | 24926.2607 | 23357.2293 | 22297.6916 | 20838.9641 | 19475.6674 | 18249.734 | 17007.6491 | 3738.0076 | 5248.4686
SA1 | PHES | 0 | 0 | 0 | 0 | 0 | 0 | 0 | 0 | 0 | 0 | 0 | 0 | 0 | 0 | 0 | 0 | 0 | 0 | 0 | 0 | 0 | 0 | 0 | 0 | 0
SA1 | VPP | 0 | 0 | 0 | 0 | 0 | 0 | 0 | 0 | 0 | 0 | 0 | 0 | 0 | 0 | 0 | 0 | 0 | 0 | 0 | 0 | 0 | 0 | 0 | 0 | 0
Total |  | 0 | 0.00093586 | 0.0011867 | 114948.0499 | 144761.4315 | 135957.6159 | 128113.4505 | 121369.4917 | 115361.6885 | 109395.5125 | 129012.4629 | 271004.1477 | 276413.3832 | 273409.0739 | 239123.7666 | 260861.4013 | 251741.4962 | 278072.2504 | 299070.7105 | 280084.0479 | 286640.2065 | 268136.9564 | 250477.0933 | 224270.7266 | 213272.6825
Region | Technology | 2026-27 | 2027-28 | 2028-29 | 2029-30 | 2030-31 | 2031-32 | 2032-33 | 2033-34 | 2034-35 | 2035-36 | 2036-37 | 2037-38 | 2038-39 | 2039-40 | 2040-41 | 2041-42 | 2042-43 | 2043-44 | 2044-45 | 2045-46 | 2046-47 | 2047-48 | 2048-49 | 2049-50 | 2050-51
TAS1 | Black Coal | 0 | 0 | 0 | 0 | 0 | 0 | 0 | 0 | 0 | 0 | 0 | 0 | 0 | 0 | 0 | 0 | 0 | 0 | 0 | 0 | 0 | 0 | 0 | 0 | 0
TAS1 | Brown Coal | 0 | 0 | 0 | 0 | 0 | 0 | 0 | 0 | 0 | 0 | 0 | 0 | 0 | 0 | 0 | 0 | 0 | 0 | 0 | 0 | 0 | 0 | 0 | 0 | 0
TAS1 | CCGT | 0 | 0 | 0 | 0 | 0 | 0 | 0 | 0 | 0 | 0 | 0 | 0 | 0 | 0 | 0 | 0 | 0 | 0 | 0 | 0 | 0 | 0 | 0 | 0 | 1.2103e-05
TAS1 | Gas - Steam | 0 | 0 | 0 | 0 | 0 | 0 | 0 | 0 | 0 | 0 | 0 | 0 | 0 | 0 | 0 | 0 | 0 | 0 | 0 | 0 | 0 | 0 | 0 | 0 | 0
TAS1 | OCGT / Diesel | 0 | 1.4776e-05 | 1.3771e-05 | 1.287e-05 | 1.2028e-05 | 1.1271e-05 | 1.0504e-05 | 9.8165e-06 | 9.1743e-06 | 0.00014368 | 0.0001339 | 0.00012514 | 0.00011696 | 0.00010959 | 0.00010214 | 0.00015105 | 0.00014117 | 0.00013228 | 0.00013409 | 0.00012532 | 0.00011712 | 0.00010975 | 0.00010228 | 9.5585e-05 | 8.9332e-05
TAS1 | Hydro | 0 | 0 | 0 | 0 | 0 | 0 | 0 | 0 | 0 | 0 | 0 | 0 | 0 | 0 | 0 | 0 | 0 | 0 | 0 | 0 | 0 | 0 | 0 | 0 | 0
TAS1 | Hydrogen Electrolyser | 0 | 0 | 0 | 0 | 3417.7479 | 5956.1003 | 9504.4367 | 11764.5722 | 13689.0223 | 13163.4564 | 12658.0316 | 12188.194 | 11736.0814 | 11284.7902 | 9102.5572 | 7234.3701 | 5467.5005 | 3654.9824 | 2603.2602 | 2262.635 | 2643.8041 | 2294.8502 | 1963.2538 | 2679.4413 | 2340.3915
TAS1 | Wind | 0 | 176336.2126 | 247476.8771 | 306254.9491 | 312751.1426 | 317028.5108 | 317119.2098 | 316094.0996 | 313448.4852 | 310544.7988 | 304997.2424 | 300650.7041 | 294522.6668 | 288686.41 | 269038.2871 | 251437.6514 | 234988.4592 | 220196.6589 | 205209.9784 | 191785.0264 | 179238.3424 | 167955.8404 | 156524.6927 | 146284.7595 | 136714.7285
TAS1 | Solar PV | 0 | 7.0043e-05 | 9.5722e-05 | 0.00016158 | 0.00015101 | 0.00015181 | 0.00014148 | 0.00013222 | 0.00012357 | 0.00015301 | 0.00014259 | 0.00018258 | 0.00017064 | 0.00027248 | 0.00025394 | 0.00024171 | 0.0002259 | 0.00021168 | 0.00020561 | 0.00019216 | 0.00018729 | 0.0001755 | 0.00017751 | 0.0001659 | 0.00015504
TAS1 | Grid Battery | 0 | 0.00022042 | 0.00024199 | 0.00098861 | 0.00092394 | 0.00086578 | 0.00080685 | 0.00075407 | 0.00070474 | 0.00066037 | 0.00061543 | 0.00064967 | 0.00060717 | 0.00076562 | 0.00071351 | 0.00086005 | 0.00080379 | 0.00075588 | 0.00071057 | 0.00066409 | 0.0006508 | 0.00055292 | 0.00051404 | 0.00048354 | 0.00046122
TAS1 | PHES | 0 | 0 | 0.00017216 | 0.00027657 | 0.00025848 | 0.00024221 | 0.00022572 | 0.00023144 | 0.00029664 | 0.00037064 | 0.00034542 | 0.00064198 | 0.00059998 | 0.00056221 | 0.00052395 | 0.0010684 | 0.00099846 | 0.00098427 | 0.00091728 | 0.00085727 | 0.00080118 | 0.00075075 | 0.00069966 | 0.00065388 | 0.00061111
TAS1 | VPP | 0 | 0 | 0 | 0 | 0 | 0 | 0 | 0 | 0 | 0 | 0 | 0 | 0 | 0 | 0 | 0 | 0 | 0 | 0 | 0 | 0 | 0 | 0 | 0 | 0
Total |  | 0 | 176336.2129 | 247476.8776 | 306254.9505 | 316168.8919 | 322984.6124 | 326623.6477 | 327858.673 | 327137.5086 | 323708.2566 | 317655.2752 | 312838.8997 | 306258.7497 | 299971.2019 | 278140.8459 | 258672.0239 | 240455.9619 | 223851.6434 | 207813.2405 | 194047.6632 | 181882.1483 | 170250.6922 | 158487.948 | 148964.2022 | 139055.1213

## ML2_Rehab Cost
Rehabilition cost by technology ($000s) - ML2, Step Change Scenario
Rehab | Real June 2025 dollars discounted to 1 July 2025
Explicitly modelled generation
Region | Technology | 2026-27 | 2027-28 | 2028-29 | 2029-30 | 2030-31 | 2031-32 | 2032-33 | 2033-34 | 2034-35 | 2035-36 | 2036-37 | 2037-38 | 2038-39 | 2039-40 | 2040-41 | 2041-42 | 2042-43 | 2043-44 | 2044-45 | 2045-46 | 2046-47 | 2047-48 | 2048-49 | 2049-50 | 2050-51
NEM | Black Coal | 0 | 0 | 284585.6573 | 335718.823 | 0 | 4649.8547 | 0 | 2.047e-06 | 62027.7669 | 8912.4812 | 23835.06 | 0 | 4966.5067 | 0 | 16036.5515 | 4069.3181 | 1853.031 | 1.203e-06 | 0 | 1.5459e-06 | 0 | 0 | 0 | 0 | 0
NEM | Brown Coal | 0 | 51957.1248 | 0.002193 | 186817.5409 | 33587.514 | 34552.6117 | 0 | 0 | 7.0885e-05 | 0 | 0 | 0 | 0 | 0 | 0 | 0 | 0 | 0 | 0 | 0 | 0 | 0 | 0 | 0 | 0
NEM | CCGT | 0 | 0 | 0 | 0 | 0 | 0 | 0 | 0 | 0 | 0 | 0 | 0 | 0 | 0 | 0 | 0 | 0 | 0 | 0 | 0 | 0 | 0 | 0 | 0 | 0
NEM | Gas - Steam | 0 | 0 | 0 | 0 | 0 | 0 | 0 | 0 | 0 | 0 | 0 | 0 | 0 | 0 | 0 | 0 | 0 | 0 | 0 | 0 | 0 | 0 | 0 | 0 | 0
NEM | OCGT / Diesel | 0 | 0 | 0 | 0 | 0 | 0 | 0 | 0 | 0 | 0 | 0 | 0 | 0 | 0 | 0 | 0 | 0 | 0 | 0 | 0 | 0 | 0 | 0 | 0 | 0
NEM | Hydro | 0 | 0 | 0 | 0 | 0 | 0 | 0 | 0 | 0 | 0 | 0 | 0 | 0 | 0 | 0 | 0 | 0 | 0 | 0 | 0 | 0 | 0 | 0 | 0 | 0
NEM | Hydrogen Electrolyser | 0 | 0 | 0 | 0 | 0 | 0 | 0 | 0 | 0 | 0 | 0 | 0 | 0 | 0 | 0 | 0 | 0 | 0 | 0 | 0 | 0 | 0 | 0 | 0 | 0
NEM | Wind | 0 | 0 | 0 | 0 | 0 | 0 | 0 | 0 | 0 | 0 | 0 | 0 | 0 | 0 | 0 | 0 | 0 | 0 | 0 | 0 | 0 | 0 | 0 | 0 | 0
NEM | Solar PV | 0 | 0 | 0 | 0 | 0 | 0 | 0 | 0 | 0 | 0 | 0 | 0 | 0 | 0 | 0 | 0 | 0 | 0 | 0 | 0 | 0 | 0 | 0 | 0 | 0
NEM | Grid Battery | 0 | 0 | 0 | 0 | 0 | 0 | 0 | 0 | 0 | 0 | 0 | 0 | 0 | 0 | 0 | 0 | 0 | 0 | 0 | 0 | 0 | 0 | 0 | 0 | 0
NEM | PHES | 0 | 0 | 0 | 0 | 0 | 0 | 0 | 0 | 0 | 0 | 0 | 0 | 0 | 0 | 0 | 0 | 0 | 0 | 0 | 0 | 0 | 0 | 0 | 0 | 0
NEM | VPP | 0 | 0 | 0 | 0 | 0 | 0 | 0 | 0 | 0 | 0 | 0 | 0 | 0 | 0 | 0 | 0 | 0 | 0 | 0 | 0 | 0 | 0 | 0 | 0 | 0
Total |  | 0 | 51957.1248 | 284585.6595 | 522536.3639 | 33587.514 | 39202.4664 | 0 | 2.047e-06 | 62027.767 | 8912.4812 | 23835.06 | 0 | 4966.5067 | 0 | 16036.5515 | 4069.3181 | 1853.031 | 1.203e-06 | 0 | 1.5459e-06 | 0 | 0 | 0 | 0 | 0
Region | Technology | 2026-27 | 2027-28 | 2028-29 | 2029-30 | 2030-31 | 2031-32 | 2032-33 | 2033-34 | 2034-35 | 2035-36 | 2036-37 | 2037-38 | 2038-39 | 2039-40 | 2040-41 | 2041-42 | 2042-43 | 2043-44 | 2044-45 | 2045-46 | 2046-47 | 2047-48 | 2048-49 | 2049-50 | 2050-51
NSW1 | Black Coal | 0 | 0 | 59813.7213 | 142046.9386 | 0 | 0 | 0 | 0 | 0 | 0 | 0 | 0 | 4966.5067 | 0 | 0 | 0 | 0 | 0 | 0 | 0 | 0 | 0 | 0 | 0 | 0
NSW1 | Brown Coal | 0 | 0 | 0 | 0 | 0 | 0 | 0 | 0 | 0 | 0 | 0 | 0 | 0 | 0 | 0 | 0 | 0 | 0 | 0 | 0 | 0 | 0 | 0 | 0 | 0
NSW1 | CCGT | 0 | 0 | 0 | 0 | 0 | 0 | 0 | 0 | 0 | 0 | 0 | 0 | 0 | 0 | 0 | 0 | 0 | 0 | 0 | 0 | 0 | 0 | 0 | 0 | 0
NSW1 | Gas - Steam | 0 | 0 | 0 | 0 | 0 | 0 | 0 | 0 | 0 | 0 | 0 | 0 | 0 | 0 | 0 | 0 | 0 | 0 | 0 | 0 | 0 | 0 | 0 | 0 | 0
NSW1 | OCGT / Diesel | 0 | 0 | 0 | 0 | 0 | 0 | 0 | 0 | 0 | 0 | 0 | 0 | 0 | 0 | 0 | 0 | 0 | 0 | 0 | 0 | 0 | 0 | 0 | 0 | 0
NSW1 | Hydro | 0 | 0 | 0 | 0 | 0 | 0 | 0 | 0 | 0 | 0 | 0 | 0 | 0 | 0 | 0 | 0 | 0 | 0 | 0 | 0 | 0 | 0 | 0 | 0 | 0
NSW1 | Hydrogen Electrolyser | 0 | 0 | 0 | 0 | 0 | 0 | 0 | 0 | 0 | 0 | 0 | 0 | 0 | 0 | 0 | 0 | 0 | 0 | 0 | 0 | 0 | 0 | 0 | 0 | 0
NSW1 | Wind | 0 | 0 | 0 | 0 | 0 | 0 | 0 | 0 | 0 | 0 | 0 | 0 | 0 | 0 | 0 | 0 | 0 | 0 | 0 | 0 | 0 | 0 | 0 | 0 | 0
NSW1 | Solar PV | 0 | 0 | 0 | 0 | 0 | 0 | 0 | 0 | 0 | 0 | 0 | 0 | 0 | 0 | 0 | 0 | 0 | 0 | 0 | 0 | 0 | 0 | 0 | 0 | 0
NSW1 | Grid Battery | 0 | 0 | 0 | 0 | 0 | 0 | 0 | 0 | 0 | 0 | 0 | 0 | 0 | 0 | 0 | 0 | 0 | 0 | 0 | 0 | 0 | 0 | 0 | 0 | 0
NSW1 | PHES | 0 | 0 | 0 | 0 | 0 | 0 | 0 | 0 | 0 | 0 | 0 | 0 | 0 | 0 | 0 | 0 | 0 | 0 | 0 | 0 | 0 | 0 | 0 | 0 | 0
NSW1 | VPP | 0 | 0 | 0 | 0 | 0 | 0 | 0 | 0 | 0 | 0 | 0 | 0 | 0 | 0 | 0 | 0 | 0 | 0 | 0 | 0 | 0 | 0 | 0 | 0 | 0
Total |  | 0 | 0 | 59813.7213 | 142046.9386 | 0 | 0 | 0 | 0 | 0 | 0 | 0 | 0 | 4966.5067 | 0 | 0 | 0 | 0 | 0 | 0 | 0 | 0 | 0 | 0 | 0 | 0
Region | Technology | 2026-27 | 2027-28 | 2028-29 | 2029-30 | 2030-31 | 2031-32 | 2032-33 | 2033-34 | 2034-35 | 2035-36 | 2036-37 | 2037-38 | 2038-39 | 2039-40 | 2040-41 | 2041-42 | 2042-43 | 2043-44 | 2044-45 | 2045-46 | 2046-47 | 2047-48 | 2048-49 | 2049-50 | 2050-51
QLD1 | Black Coal | 0 | 0 | 224771.936 | 193671.8844 | 0 | 4649.8547 | 0 | 2.047e-06 | 62027.7669 | 8912.4812 | 23835.06 | 0 | 1.3454e-05 | 0 | 16036.5515 | 4069.3181 | 1853.031 | 1.203e-06 | 0 | 1.5459e-06 | 0 | 0 | 0 | 0 | 0
QLD1 | Brown Coal | 0 | 0 | 0 | 0 | 0 | 0 | 0 | 0 | 0 | 0 | 0 | 0 | 0 | 0 | 0 | 0 | 0 | 0 | 0 | 0 | 0 | 0 | 0 | 0 | 0
QLD1 | CCGT | 0 | 0 | 0 | 0 | 0 | 0 | 0 | 0 | 0 | 0 | 0 | 0 | 0 | 0 | 0 | 0 | 0 | 0 | 0 | 0 | 0 | 0 | 0 | 0 | 0
QLD1 | Gas - Steam | 0 | 0 | 0 | 0 | 0 | 0 | 0 | 0 | 0 | 0 | 0 | 0 | 0 | 0 | 0 | 0 | 0 | 0 | 0 | 0 | 0 | 0 | 0 | 0 | 0
QLD1 | OCGT / Diesel | 0 | 0 | 0 | 0 | 0 | 0 | 0 | 0 | 0 | 0 | 0 | 0 | 0 | 0 | 0 | 0 | 0 | 0 | 0 | 0 | 0 | 0 | 0 | 0 | 0
QLD1 | Hydro | 0 | 0 | 0 | 0 | 0 | 0 | 0 | 0 | 0 | 0 | 0 | 0 | 0 | 0 | 0 | 0 | 0 | 0 | 0 | 0 | 0 | 0 | 0 | 0 | 0
QLD1 | Hydrogen Electrolyser | 0 | 0 | 0 | 0 | 0 | 0 | 0 | 0 | 0 | 0 | 0 | 0 | 0 | 0 | 0 | 0 | 0 | 0 | 0 | 0 | 0 | 0 | 0 | 0 | 0
QLD1 | Wind | 0 | 0 | 0 | 0 | 0 | 0 | 0 | 0 | 0 | 0 | 0 | 0 | 0 | 0 | 0 | 0 | 0 | 0 | 0 | 0 | 0 | 0 | 0 | 0 | 0
QLD1 | Solar PV | 0 | 0 | 0 | 0 | 0 | 0 | 0 | 0 | 0 | 0 | 0 | 0 | 0 | 0 | 0 | 0 | 0 | 0 | 0 | 0 | 0 | 0 | 0 | 0 | 0
QLD1 | Grid Battery | 0 | 0 | 0 | 0 | 0 | 0 | 0 | 0 | 0 | 0 | 0 | 0 | 0 | 0 | 0 | 0 | 0 | 0 | 0 | 0 | 0 | 0 | 0 | 0 | 0
QLD1 | PHES | 0 | 0 | 0 | 0 | 0 | 0 | 0 | 0 | 0 | 0 | 0 | 0 | 0 | 0 | 0 | 0 | 0 | 0 | 0 | 0 | 0 | 0 | 0 | 0 | 0
QLD1 | VPP | 0 | 0 | 0 | 0 | 0 | 0 | 0 | 0 | 0 | 0 | 0 | 0 | 0 | 0 | 0 | 0 | 0 | 0 | 0 | 0 | 0 | 0 | 0 | 0 | 0
Total |  | 0 | 0 | 224771.936 | 193671.8844 | 0 | 4649.8547 | 0 | 2.047e-06 | 62027.7669 | 8912.4812 | 23835.06 | 0 | 1.3454e-05 | 0 | 16036.5515 | 4069.3181 | 1853.031 | 1.203e-06 | 0 | 1.5459e-06 | 0 | 0 | 0 | 0 | 0
Region | Technology | 2026-27 | 2027-28 | 2028-29 | 2029-30 | 2030-31 | 2031-32 | 2032-33 | 2033-34 | 2034-35 | 2035-36 | 2036-37 | 2037-38 | 2038-39 | 2039-40 | 2040-41 | 2041-42 | 2042-43 | 2043-44 | 2044-45 | 2045-46 | 2046-47 | 2047-48 | 2048-49 | 2049-50 | 2050-51
VIC1 | Black Coal | 0 | 0 | 0 | 0 | 0 | 0 | 0 | 0 | 0 | 0 | 0 | 0 | 0 | 0 | 0 | 0 | 0 | 0 | 0 | 0 | 0 | 0 | 0 | 0 | 0
VIC1 | Brown Coal | 0 | 51957.1248 | 0.002193 | 186817.5409 | 33587.514 | 34552.6117 | 0 | 0 | 7.0885e-05 | 0 | 0 | 0 | 0 | 0 | 0 | 0 | 0 | 0 | 0 | 0 | 0 | 0 | 0 | 0 | 0
VIC1 | CCGT | 0 | 0 | 0 | 0 | 0 | 0 | 0 | 0 | 0 | 0 | 0 | 0 | 0 | 0 | 0 | 0 | 0 | 0 | 0 | 0 | 0 | 0 | 0 | 0 | 0
VIC1 | Gas - Steam | 0 | 0 | 0 | 0 | 0 | 0 | 0 | 0 | 0 | 0 | 0 | 0 | 0 | 0 | 0 | 0 | 0 | 0 | 0 | 0 | 0 | 0 | 0 | 0 | 0
VIC1 | OCGT / Diesel | 0 | 0 | 0 | 0 | 0 | 0 | 0 | 0 | 0 | 0 | 0 | 0 | 0 | 0 | 0 | 0 | 0 | 0 | 0 | 0 | 0 | 0 | 0 | 0 | 0
VIC1 | Hydro | 0 | 0 | 0 | 0 | 0 | 0 | 0 | 0 | 0 | 0 | 0 | 0 | 0 | 0 | 0 | 0 | 0 | 0 | 0 | 0 | 0 | 0 | 0 | 0 | 0
VIC1 | Hydrogen Electrolyser | 0 | 0 | 0 | 0 | 0 | 0 | 0 | 0 | 0 | 0 | 0 | 0 | 0 | 0 | 0 | 0 | 0 | 0 | 0 | 0 | 0 | 0 | 0 | 0 | 0
VIC1 | Wind | 0 | 0 | 0 | 0 | 0 | 0 | 0 | 0 | 0 | 0 | 0 | 0 | 0 | 0 | 0 | 0 | 0 | 0 | 0 | 0 | 0 | 0 | 0 | 0 | 0
VIC1 | Solar PV | 0 | 0 | 0 | 0 | 0 | 0 | 0 | 0 | 0 | 0 | 0 | 0 | 0 | 0 | 0 | 0 | 0 | 0 | 0 | 0 | 0 | 0 | 0 | 0 | 0
VIC1 | Grid Battery | 0 | 0 | 0 | 0 | 0 | 0 | 0 | 0 | 0 | 0 | 0 | 0 | 0 | 0 | 0 | 0 | 0 | 0 | 0 | 0 | 0 | 0 | 0 | 0 | 0
VIC1 | PHES | 0 | 0 | 0 | 0 | 0 | 0 | 0 | 0 | 0 | 0 | 0 | 0 | 0 | 0 | 0 | 0 | 0 | 0 | 0 | 0 | 0 | 0 | 0 | 0 | 0
VIC1 | VPP | 0 | 0 | 0 | 0 | 0 | 0 | 0 | 0 | 0 | 0 | 0 | 0 | 0 | 0 | 0 | 0 | 0 | 0 | 0 | 0 | 0 | 0 | 0 | 0 | 0
Total |  | 0 | 51957.1248 | 0.002193 | 186817.5409 | 33587.514 | 34552.6117 | 0 | 0 | 7.0885e-05 | 0 | 0 | 0 | 0 | 0 | 0 | 0 | 0 | 0 | 0 | 0 | 0 | 0 | 0 | 0 | 0
Region | Technology | 2026-27 | 2027-28 | 2028-29 | 2029-30 | 2030-31 | 2031-32 | 2032-33 | 2033-34 | 2034-35 | 2035-36 | 2036-37 | 2037-38 | 2038-39 | 2039-40 | 2040-41 | 2041-42 | 2042-43 | 2043-44 | 2044-45 | 2045-46 | 2046-47 | 2047-48 | 2048-49 | 2049-50 | 2050-51
SA1 | Black Coal | 0 | 0 | 0 | 0 | 0 | 0 | 0 | 0 | 0 | 0 | 0 | 0 | 0 | 0 | 0 | 0 | 0 | 0 | 0 | 0 | 0 | 0 | 0 | 0 | 0
SA1 | Brown Coal | 0 | 0 | 0 | 0 | 0 | 0 | 0 | 0 | 0 | 0 | 0 | 0 | 0 | 0 | 0 | 0 | 0 | 0 | 0 | 0 | 0 | 0 | 0 | 0 | 0
SA1 | CCGT | 0 | 0 | 0 | 0 | 0 | 0 | 0 | 0 | 0 | 0 | 0 | 0 | 0 | 0 | 0 | 0 | 0 | 0 | 0 | 0 | 0 | 0 | 0 | 0 | 0
SA1 | Gas - Steam | 0 | 0 | 0 | 0 | 0 | 0 | 0 | 0 | 0 | 0 | 0 | 0 | 0 | 0 | 0 | 0 | 0 | 0 | 0 | 0 | 0 | 0 | 0 | 0 | 0
SA1 | OCGT / Diesel | 0 | 0 | 0 | 0 | 0 | 0 | 0 | 0 | 0 | 0 | 0 | 0 | 0 | 0 | 0 | 0 | 0 | 0 | 0 | 0 | 0 | 0 | 0 | 0 | 0
SA1 | Hydro | 0 | 0 | 0 | 0 | 0 | 0 | 0 | 0 | 0 | 0 | 0 | 0 | 0 | 0 | 0 | 0 | 0 | 0 | 0 | 0 | 0 | 0 | 0 | 0 | 0
SA1 | Hydrogen Electrolyser | 0 | 0 | 0 | 0 | 0 | 0 | 0 | 0 | 0 | 0 | 0 | 0 | 0 | 0 | 0 | 0 | 0 | 0 | 0 | 0 | 0 | 0 | 0 | 0 | 0
SA1 | Wind | 0 | 0 | 0 | 0 | 0 | 0 | 0 | 0 | 0 | 0 | 0 | 0 | 0 | 0 | 0 | 0 | 0 | 0 | 0 | 0 | 0 | 0 | 0 | 0 | 0
SA1 | Solar PV | 0 | 0 | 0 | 0 | 0 | 0 | 0 | 0 | 0 | 0 | 0 | 0 | 0 | 0 | 0 | 0 | 0 | 0 | 0 | 0 | 0 | 0 | 0 | 0 | 0
SA1 | Grid Battery | 0 | 0 | 0 | 0 | 0 | 0 | 0 | 0 | 0 | 0 | 0 | 0 | 0 | 0 | 0 | 0 | 0 | 0 | 0 | 0 | 0 | 0 | 0 | 0 | 0
SA1 | PHES | 0 | 0 | 0 | 0 | 0 | 0 | 0 | 0 | 0 | 0 | 0 | 0 | 0 | 0 | 0 | 0 | 0 | 0 | 0 | 0 | 0 | 0 | 0 | 0 | 0
SA1 | VPP | 0 | 0 | 0 | 0 | 0 | 0 | 0 | 0 | 0 | 0 | 0 | 0 | 0 | 0 | 0 | 0 | 0 | 0 | 0 | 0 | 0 | 0 | 0 | 0 | 0
Total |  | 0 | 0 | 0 | 0 | 0 | 0 | 0 | 0 | 0 | 0 | 0 | 0 | 0 | 0 | 0 | 0 | 0 | 0 | 0 | 0 | 0 | 0 | 0 | 0 | 0
Region | Technology | 2026-27 | 2027-28 | 2028-29 | 2029-30 | 2030-31 | 2031-32 | 2032-33 | 2033-34 | 2034-35 | 2035-36 | 2036-37 | 2037-38 | 2038-39 | 2039-40 | 2040-41 | 2041-42 | 2042-43 | 2043-44 | 2044-45 | 2045-46 | 2046-47 | 2047-48 | 2048-49 | 2049-50 | 2050-51
TAS1 | Black Coal | 0 | 0 | 0 | 0 | 0 | 0 | 0 | 0 | 0 | 0 | 0 | 0 | 0 | 0 | 0 | 0 | 0 | 0 | 0 | 0 | 0 | 0 | 0 | 0 | 0
TAS1 | Brown Coal | 0 | 0 | 0 | 0 | 0 | 0 | 0 | 0 | 0 | 0 | 0 | 0 | 0 | 0 | 0 | 0 | 0 | 0 | 0 | 0 | 0 | 0 | 0 | 0 | 0
TAS1 | CCGT | 0 | 0 | 0 | 0 | 0 | 0 | 0 | 0 | 0 | 0 | 0 | 0 | 0 | 0 | 0 | 0 | 0 | 0 | 0 | 0 | 0 | 0 | 0 | 0 | 0
TAS1 | Gas - Steam | 0 | 0 | 0 | 0 | 0 | 0 | 0 | 0 | 0 | 0 | 0 | 0 | 0 | 0 | 0 | 0 | 0 | 0 | 0 | 0 | 0 | 0 | 0 | 0 | 0
TAS1 | OCGT / Diesel | 0 | 0 | 0 | 0 | 0 | 0 | 0 | 0 | 0 | 0 | 0 | 0 | 0 | 0 | 0 | 0 | 0 | 0 | 0 | 0 | 0 | 0 | 0 | 0 | 0
TAS1 | Hydro | 0 | 0 | 0 | 0 | 0 | 0 | 0 | 0 | 0 | 0 | 0 | 0 | 0 | 0 | 0 | 0 | 0 | 0 | 0 | 0 | 0 | 0 | 0 | 0 | 0
TAS1 | Hydrogen Electrolyser | 0 | 0 | 0 | 0 | 0 | 0 | 0 | 0 | 0 | 0 | 0 | 0 | 0 | 0 | 0 | 0 | 0 | 0 | 0 | 0 | 0 | 0 | 0 | 0 | 0
TAS1 | Wind | 0 | 0 | 0 | 0 | 0 | 0 | 0 | 0 | 0 | 0 | 0 | 0 | 0 | 0 | 0 | 0 | 0 | 0 | 0 | 0 | 0 | 0 | 0 | 0 | 0
TAS1 | Solar PV | 0 | 0 | 0 | 0 | 0 | 0 | 0 | 0 | 0 | 0 | 0 | 0 | 0 | 0 | 0 | 0 | 0 | 0 | 0 | 0 | 0 | 0 | 0 | 0 | 0
TAS1 | Grid Battery | 0 | 0 | 0 | 0 | 0 | 0 | 0 | 0 | 0 | 0 | 0 | 0 | 0 | 0 | 0 | 0 | 0 | 0 | 0 | 0 | 0 | 0 | 0 | 0 | 0
TAS1 | PHES | 0 | 0 | 0 | 0 | 0 | 0 | 0 | 0 | 0 | 0 | 0 | 0 | 0 | 0 | 0 | 0 | 0 | 0 | 0 | 0 | 0 | 0 | 0 | 0 | 0
TAS1 | VPP | 0 | 0 | 0 | 0 | 0 | 0 | 0 | 0 | 0 | 0 | 0 | 0 | 0 | 0 | 0 | 0 | 0 | 0 | 0 | 0 | 0 | 0 | 0 | 0 | 0
Total |  | 0 | 0 | 0 | 0 | 0 | 0 | 0 | 0 | 0 | 0 | 0 | 0 | 0 | 0 | 0 | 0 | 0 | 0 | 0 | 0 | 0 | 0 | 0 | 0 | 0

## ML2_REZ Tx Cost
REZ transmission expansion cost by region ($000s) - ML2, Step Change Scenario
REZ Expansion | Real June 2025 dollars discounted to 1 July 2025. As with the total capital costs, the REZ transmission expansion costs are annualised for modelling purposes. Build costs do not include capital costs of existing, committed and anticipated transmission projects since there will be no difference in these costs between the Base Case and option case.
Explicitly modelled generation
Region | Technology | 2026-27 | 2027-28 | 2028-29 | 2029-30 | 2030-31 | 2031-32 | 2032-33 | 2033-34 | 2034-35 | 2035-36 | 2036-37 | 2037-38 | 2038-39 | 2039-40 | 2040-41 | 2041-42 | 2042-43 | 2043-44 | 2044-45 | 2045-46 | 2046-47 | 2047-48 | 2048-49 | 2049-50 | 2050-51
NSW1 | Transmission | 0 | 2612.2361 | 3430.6338 | 71895.614 | 67192.1626 | 62962.6227 | 58677.3592 | 54838.6534 | 51251.078 | 48024.9803 | 44756.3792 | 41828.3918 | 39091.955 | 36631.2367 | 34138.0988 | 31904.7652 | 29817.5376 | 27940.6153 | 26038.9649 | 24335.4812 | 22743.4404 | 21311.8108 | 19861.3197 | 18561.981 | 17347.6458
QLD1 | Transmission | 0 | 3.8865e-05 | 3.8809e-05 | 5011.2898 | 4683.4484 | 4388.6397 | 6064.5119 | 7927.0223 | 9639.1055 | 9032.3535 | 10833.2316 | 19601.1183 | 18318.8021 | 17165.6899 | 22447.8172 | 36139.6806 | 33775.4024 | 36786.601 | 35236.7977 | 33947.0296 | 33572.1195 | 31458.8579 | 29326.7472 | 27408.4625 | 25615.3855
VIC1 | Transmission | 0 | 2.3629e-05 | 5.3683e-05 | 21626.2677 | 20211.4652 | 32502.7233 | 47436.023 | 60605.1126 | 84292.6423 | 87983.606 | 83202.6024 | 77759.4415 | 76243.6067 | 74873.457 | 70850.4895 | 67155.745 | 62762.3785 | 58811.6799 | 54808.9314 | 51223.3003 | 47872.2433 | 44858.8329 | 41805.7212 | 39070.7675 | 36514.7359
SA1 | Transmission | 0 | 3.21e-05 | 3.9312e-05 | 0.00010025 | 9.3692e-05 | 8.7795e-05 | 8.1819e-05 | 7.6467e-05 | 7.1464e-05 | 8.9065e-05 | 8.3003e-05 | 8.626e-05 | 8.0616e-05 | 0.00011369 | 0.00011267 | 0.00020446 | 0.00019108 | 0.00017905 | 0.0001738 | 0.00016243 | 0.0001518 | 0.00014225 | 0.00013256 | 0.00012389 | 0.00011579
TAS1 | Transmission | 0 | 0 | 0 | 0 | 7849.3989 | 9407.307 | 10176.2508 | 11147.5507 | 10723.172 | 10905.0186 | 10162.8183 | 9497.961 | 8876.5991 | 8317.8445 | 7751.7283 | 7244.6059 | 6770.6597 | 6344.4676 | 5912.6603 | 5525.8508 | 5164.3465 | 4839.2668 | 4509.9042 | 4214.8637 | 3939.125
NEM | Total | 0 | 2612.2362 | 3430.6339 | 98533.1716 | 99936.4751 | 109261.293 | 122354.1449 | 134518.3391 | 155905.9979 | 155945.9586 | 148955.0316 | 148686.9126 | 142530.9629 | 136988.2282 | 135188.1339 | 142444.7969 | 133125.9784 | 129883.364 | 121997.3544 | 115031.662 | 109352.1498 | 102468.7685 | 95503.6923 | 89256.0748 | 83416.8923

## ML2_USE+DSP Cost
USE / DSP cost by region ($000s) - ML2, Step Change Scenario
USE / DSP | Real June 2025 dollars discounted to 1 July 2025
Explicitly modelled generation
Region | Technology | 2026-27 | 2027-28 | 2028-29 | 2029-30 | 2030-31 | 2031-32 | 2032-33 | 2033-34 | 2034-35 | 2035-36 | 2036-37 | 2037-38 | 2038-39 | 2039-40 | 2040-41 | 2041-42 | 2042-43 | 2043-44 | 2044-45 | 2045-46 | 2046-47 | 2047-48 | 2048-49 | 2049-50 | 2050-51
NSW1 | USE / DSP | 0.00011065 | 0.00010999 | 0.00011725 | 516.1644 | 0.00010891 | 0.00010667 | 4.5631 | 0.00011144 | 0.00011185 | 297.7132 | 0.00011121 | 15720.3424 | 0.00012798 | 258.5744 | 140.1259 | 281.4916 | 4.9343 | 277.1239 | 1817.6172 | 119.0049 | 331.7598 | 225.3191 | 298.3314 | 240.6956 | 120.2109
QLD1 | USE / DSP | 9.5958e-05 | 9.6373e-05 | 0.00010217 | 16272.4181 | 9.575e-05 | 9.4239e-05 | 187.082 | 12265.9404 | 9.7433e-05 | 1536.1785 | 9.8447e-05 | 24517.4261 | 629.2165 | 4262.4977 | 4242.0786 | 3653.5075 | 8943.5866 | 5367.5874 | 7874.1972 | 6239.9314 | 8776.6653 | 9244.9431 | 27488.6705 | 9875.2208 | 4364.6623
VIC1 | USE / DSP | 0.00010642 | 0.00010752 | 0.00011755 | 580.6727 | 0.00010906 | 0.00010688 | 4.2121 | 0.00011132 | 3.357 | 107.3184 | 9.2295 | 33924.8341 | 12.5571 | 11791.8206 | 106.6531 | 467.405 | 5.3482 | 214.1317 | 44714.0136 | 49.4729 | 160.9957 | 127.9432 | 278.7607 | 217.9678 | 51.9478
SA1 | USE / DSP | 85202.358 | 9.12e-05 | 0.00010371 | 24123.0401 | 0.00010042 | 9.6791e-05 | 313.1692 | 0.0001051 | 608.4543 | 1421.3291 | 1236.2452 | 4833.2798 | 3739.2371 | 7459.5722 | 6666.2669 | 8021.1119 | 4776.2228 | 12718.2865 | 9351.3904 | 7813.1828 | 12156.5911 | 12541.6058 | 14026.9582 | 11787.6232 | 3916.2841
TAS1 | USE / DSP | 4.2351e-05 | 4.1504e-05 | 4.1365e-05 | 4.1254e-05 | 4.1957e-05 | 4.1305e-05 | 4.2196e-05 | 4.1764e-05 | 4.214e-05 | 523.7545 | 4.123e-05 | 299.412 | 4.252e-05 | 379.226 | 136.1165 | 479.8845 | 4.2136e-05 | 499.648 | 501.8368 | 4.3344e-05 | 211.2003 | 4.5692e-05 | 188.0169 | 238.4739 | 357.0588
NEM | Total | 85202.3584 | 0.00044659 | 0.00048204 | 41492.2953 | 0.00045609 | 0.00044589 | 509.0265 | 12265.9407 | 611.8115 | 3886.2937 | 1245.4749 | 79295.2944 | 4381.0108 | 24151.6908 | 11291.2411 | 12903.4006 | 13730.0919 | 19076.7775 | 64259.0552 | 14221.592 | 21637.2123 | 22139.8113 | 42280.7377 | 22359.9814 | 8810.1638

## ML2_SyncCon Cost
SyncCon cost by region ($000s) - ML2, Step Change Scenario
SyncCon | Real June 2025 dollars discounted to 1 July 2025. SyncCon is only explicitly modelled in Tasmania, mainland NEM regions have SyncCon costs built into new entrant costs.
Explicitly modelled generation
Region | Technology | 2026-27 | 2027-28 | 2028-29 | 2029-30 | 2030-31 | 2031-32 | 2032-33 | 2033-34 | 2034-35 | 2035-36 | 2036-37 | 2037-38 | 2038-39 | 2039-40 | 2040-41 | 2041-42 | 2042-43 | 2043-44 | 2044-45 | 2045-46 | 2046-47 | 2047-48 | 2048-49 | 2049-50 | 2050-51
NSW1 | SyncCon | 0 | 0 | 0 | 0 | 0 | 0 | 0 | 0 | 0 | 0 | 0 | 0 | 0 | 0 | 0 | 0 | 0 | 0 | 0 | 0 | 0 | 0 | 0 | 0 | 0
QLD1 | SyncCon | 0 | 0 | 0 | 0 | 0 | 0 | 0 | 0 | 0 | 0 | 0 | 0 | 0 | 0 | 0 | 0 | 0 | 0 | 0 | 0 | 0 | 0 | 0 | 0 | 0
VIC1 | SyncCon | 0 | 0 | 0 | 0 | 0 | 0 | 0 | 0 | 0 | 0 | 0 | 0 | 0 | 0 | 0 | 0 | 0 | 0 | 0 | 0 | 0 | 0 | 0 | 0 | 0
SA1 | SyncCon | 0 | 0 | 0 | 0 | 0 | 0 | 0 | 0 | 0 | 0 | 0 | 0 | 0 | 0 | 0 | 0 | 0 | 0 | 0 | 0 | 0 | 0 | 0 | 0 | 0
TAS1 | SyncCon | 0 | 0 | 0 | 658.1917 | 2119.494 | 2309.1999 | 2207.9487 | 2112.9074 | 1902.5293 | 1994.1844 | 2069.0106 | 1617.6963 | 1602.0703 | 1607.7311 | 1548.7856 | 1450.4133 | 1370.278 | 1201.2992 | 1203.1411 | 1135.9986 | 959.6309 | 990.6832 | 873.1785 | 834.7933 | 724.6223
NEM | Total | 0 | 0 | 0 | 658.1917 | 2119.494 | 2309.1999 | 2207.9487 | 2112.9074 | 1902.5293 | 1994.1844 | 2069.0106 | 1617.6963 | 1602.0703 | 1607.7311 | 1548.7856 | 1450.4133 | 1370.278 | 1201.2992 | 1203.1411 | 1135.9986 | 959.6309 | 990.6832 | 873.1785 | 834.7933 | 724.6223

## ML2_Emissions Cost
NEM Emissions cost ($000s) - ML2, Step Change Scenario
Emissions | Real June 2025 dollars discounted to 1 July 2025
Emissions from explicitly modelled generation
Region | Technology | 2026-27 | 2027-28 | 2028-29 | 2029-30 | 2030-31 | 2031-32 | 2032-33 | 2033-34 | 2034-35 | 2035-36 | 2036-37 | 2037-38 | 2038-39 | 2039-40 | 2040-41 | 2041-42 | 2042-43 | 2043-44 | 2044-45 | 2045-46 | 2046-47 | 2047-48 | 2048-49 | 2049-50 | 2050-51
NEM | Total | 7895533.0561 | 6852634.0398 | 5973006.3675 | 2441074.9279 | 2417673.9291 | 2115053.018 | 2220344.1621 | 2134374.9067 | 1850347.0026 | 1552559.5046 | 1391873.3875 | 1628737.7576 | 1568003.487 | 1595922.965 | 925586.5241 | 798857.1541 | 602055.255 | 872822.7052 | 610391.4624 | 575045.2912 | 630289.3167 | 588534.4516 | 663082.6968 | 605072.5081 | 712885.9544